## Guide Sheet
PyPSA Model Notebook
Sheet Name | Links | Data Description | Data Type
buses | Go to buses | component characteristics | static
carriers | Go to carriers | component characteristics | static
generators | Go to generators | component characteristics | static
generators-p_max_pu | Go to generators-p_max_pu | time series data | varying
generators-p_min_pu | Go to generators-p_min_pu | time series data | varying
generators-p_set | Go to generators-p_set | time series data | static
links | Go to links | component characteristics | static
links-p_max_pu | Go to links-p_max_pu | time series data | varying
links-p_min_pu | Go to links-p_min_pu | time series data | varying
links-p_set | Go to links-p_set | time series data | varying
loads | Go to loads | component characteristics | static
loads-p_set | Go to loads-p_set | time series data | varying
networks | Go to networks | network data | static
snapshots | Go to snapshots | time series data | static
storage_units | Go to storage_units | component characteristics | static
stores | Go to stores | component characteristics | static
var-buses | Go to var-buses | component attributes
var-carriers | Go to var-carriers | component attributes
var-generators | Go to var-generators | component attributes
var-links | Go to var-links | component attributes
var-loads | Go to var-loads | component attributes
var-networks | Go to var-networks | component attributes
var-storage_units | Go to var-storage_units | component attributes
var-stores | Go to var-stores | component attributes

## River Inflow Data (Backup) (hidden)
Hour of year | Grey Kirk Inflow
1 | 46.8
2 | 46.8
3 | 46.8
4 | 46.8
5 | 46.8
6 | 46.8
7 | 46.8
8 | 46.8
9 | 46.8
10 | 46.8
11 | 46.8
12 | 46.8
13 | 46.8
14 | 46.8
15 | 46.8
16 | 46.8
17 | 46.8
18 | 46.8
19 | 46.8
20 | 46.8
21 | 46.8
22 | 46.8
23 | 46.8
24 | 46.8
25 | 46.8
26 | 46.8
27 | 46.8
28 | 46.8
29 | 46.8
30 | 46.8
31 | 46.8
32 | 46.8
33 | 46.8
34 | 46.8
35 | 46.8
36 | 46.8
37 | 46.8
38 | 46.8
39 | 46.8
40 | 46.8
41 | 46.8
42 | 46.8
43 | 46.8
44 | 46.8
45 | 46.8
46 | 46.8
47 | 46.8
48 | 46.8
49 | 39.6
50 | 39.6
51 | 39.6
52 | 39.6
53 | 39.6
54 | 39.6
55 | 39.6
56 | 39.6
57 | 39.6
58 | 39.6
59 | 39.6
60 | 39.6
61 | 39.6
62 | 39.6
63 | 39.6
64 | 39.6
65 | 39.6
66 | 39.6
67 | 39.6
68 | 39.6
69 | 39.6
70 | 39.6
71 | 39.6
72 | 39.6
73 | 21.6
74 | 21.6
75 | 21.6
76 | 21.6
77 | 21.6
78 | 21.6
79 | 21.6
80 | 21.6
81 | 21.6
82 | 21.6
83 | 21.6
84 | 21.6
85 | 21.6
86 | 21.6
87 | 21.6
88 | 21.6
89 | 21.6
90 | 21.6
91 | 21.6
92 | 21.6
93 | 21.6
94 | 21.6
95 | 21.6
96 | 21.6
97 | 14.4
98 | 14.4
99 | 14.4
100 | 14.4
101 | 14.4
102 | 14.4
103 | 14.4
104 | 14.4
105 | 14.4
106 | 14.4
107 | 14.4
108 | 14.4
109 | 14.4
110 | 14.4
111 | 14.4
112 | 14.4
113 | 14.4
114 | 14.4
115 | 14.4
116 | 14.4
117 | 14.4
118 | 14.4
119 | 14.4
120 | 14.4
121 | 144
122 | 144
123 | 144
124 | 144
125 | 144
126 | 144
127 | 144
128 | 144
129 | 144
130 | 144
131 | 144
132 | 144
133 | 144
134 | 144
135 | 144
136 | 144
137 | 144
138 | 144
139 | 144
140 | 144
141 | 144
142 | 144
143 | 144
144 | 144
145 | 129.6
146 | 129.6
147 | 129.6
148 | 129.6
149 | 129.6
150 | 129.6
151 | 129.6
152 | 129.6
153 | 129.6
154 | 129.6
155 | 129.6
156 | 129.6
157 | 129.6
158 | 129.6
159 | 129.6
160 | 129.6
161 | 129.6
162 | 129.6
163 | 129.6
164 | 129.6
165 | 129.6
166 | 129.6
167 | 129.6
168 | 129.6
169 | 79.2
170 | 79.2
171 | 79.2
172 | 79.2
173 | 79.2
174 | 79.2
175 | 79.2
176 | 79.2
177 | 79.2
178 | 79.2
179 | 79.2
180 | 79.2
181 | 79.2
182 | 79.2
183 | 79.2
184 | 79.2
185 | 79.2
186 | 79.2
187 | 79.2
188 | 79.2
189 | 79.2
190 | 79.2
191 | 79.2
192 | 79.2
193 | 39.6
194 | 39.6
195 | 39.6
196 | 39.6
197 | 39.6
198 | 39.6
199 | 39.6
200 | 39.6
201 | 39.6
202 | 39.6
203 | 39.6
204 | 39.6
205 | 39.6
206 | 39.6
207 | 39.6
208 | 39.6
209 | 39.6
210 | 39.6
211 | 39.6
212 | 39.6
213 | 39.6
214 | 39.6
215 | 39.6
216 | 39.6
217 | 36
218 | 36
219 | 36
220 | 36
221 | 36
222 | 36
223 | 36
224 | 36
225 | 36
226 | 36
227 | 36
228 | 36
229 | 36
230 | 36
231 | 36
232 | 36
233 | 36
234 | 36
235 | 36
236 | 36
237 | 36
238 | 36
239 | 36
240 | 36
241 | 32.4
242 | 32.4
243 | 32.4
244 | 32.4
245 | 32.4
246 | 32.4
247 | 32.4
248 | 32.4
249 | 32.4
250 | 32.4
251 | 32.4
252 | 32.4
253 | 32.4
254 | 32.4
255 | 32.4
256 | 32.4
257 | 32.4
258 | 32.4
259 | 32.4
260 | 32.4
261 | 32.4
262 | 32.4
263 | 32.4
264 | 32.4
265 | 28.8
266 | 28.8
267 | 28.8
268 | 28.8
269 | 28.8
270 | 28.8
271 | 28.8
272 | 28.8
273 | 28.8
274 | 28.8
275 | 28.8
276 | 28.8
277 | 28.8
278 | 28.8
279 | 28.8
280 | 28.8
281 | 28.8
282 | 28.8
283 | 28.8
284 | 28.8
285 | 28.8
286 | 28.8
287 | 28.8
288 | 28.8
289 | 25.2
290 | 25.2
291 | 25.2
292 | 25.2
293 | 25.2
294 | 25.2
295 | 25.2
296 | 25.2
297 | 25.2
298 | 25.2
299 | 25.2
300 | 25.2
301 | 25.2
302 | 25.2
303 | 25.2
304 | 25.2
305 | 25.2
306 | 25.2
307 | 25.2
308 | 25.2
309 | 25.2
310 | 25.2
311 | 25.2
312 | 25.2
313 | 25.2
314 | 25.2
315 | 25.2
316 | 25.2
317 | 25.2
318 | 25.2
319 | 25.2
320 | 25.2
321 | 25.2
322 | 25.2
323 | 25.2
324 | 25.2
325 | 25.2
326 | 25.2
327 | 25.2
328 | 25.2
329 | 25.2
330 | 25.2
331 | 25.2
332 | 25.2
333 | 25.2
334 | 25.2
335 | 25.2
336 | 25.2
337 | 21.6
338 | 21.6
339 | 21.6
340 | 21.6
341 | 21.6
342 | 21.6
343 | 21.6
344 | 21.6
345 | 21.6
346 | 21.6
347 | 21.6
348 | 21.6
349 | 21.6
350 | 21.6
351 | 21.6
352 | 21.6
353 | 21.6
354 | 21.6
355 | 21.6
356 | 21.6
357 | 21.6
358 | 21.6
359 | 21.6
360 | 21.6
361 | 21.6
362 | 21.6
363 | 21.6
364 | 21.6
365 | 21.6
366 | 21.6
367 | 21.6
368 | 21.6
369 | 21.6
370 | 21.6
371 | 21.6
372 | 21.6
373 | 21.6
374 | 21.6
375 | 21.6
376 | 21.6
377 | 21.6
378 | 21.6
379 | 21.6
380 | 21.6
381 | 21.6
382 | 21.6
383 | 21.6
384 | 21.6
385 | 18
386 | 18
387 | 18
388 | 18
389 | 18
390 | 18
391 | 18
392 | 18
393 | 18
394 | 18
395 | 18
396 | 18
397 | 18
398 | 18
399 | 18
400 | 18
401 | 18
402 | 18
403 | 18
404 | 18
405 | 18
406 | 18
407 | 18
408 | 18
409 | 18
410 | 18
411 | 18
412 | 18
413 | 18
414 | 18
415 | 18
416 | 18
417 | 18
418 | 18
419 | 18
420 | 18
421 | 18
422 | 18
423 | 18
424 | 18
425 | 18
426 | 18
427 | 18
428 | 18
429 | 18
430 | 18
431 | 18
432 | 18
433 | 14.4
434 | 14.4
435 | 14.4
436 | 14.4
437 | 14.4
438 | 14.4
439 | 14.4
440 | 14.4
441 | 14.4
442 | 14.4
443 | 14.4
444 | 14.4
445 | 14.4
446 | 14.4
447 | 14.4
448 | 14.4
449 | 14.4
450 | 14.4
451 | 14.4
452 | 14.4
453 | 14.4
454 | 14.4
455 | 14.4
456 | 14.4
457 | 14.4
458 | 14.4
459 | 14.4
460 | 14.4
461 | 14.4
462 | 14.4
463 | 14.4
464 | 14.4
465 | 14.4
466 | 14.4
467 | 14.4
468 | 14.4
469 | 14.4
470 | 14.4
471 | 14.4
472 | 14.4
473 | 14.4
474 | 14.4
475 | 14.4
476 | 14.4
477 | 14.4
478 | 14.4
479 | 14.4
480 | 14.4
481 | 14.4
482 | 14.4
483 | 14.4
484 | 14.4
485 | 14.4
486 | 14.4
487 | 14.4
488 | 14.4
489 | 14.4
490 | 14.4
491 | 14.4
492 | 14.4
493 | 14.4
494 | 14.4
495 | 14.4
496 | 14.4
497 | 14.4
498 | 14.4
499 | 14.4
500 | 14.4
501 | 14.4
502 | 14.4
503 | 14.4
504 | 14.4
505 | 14.4
506 | 14.4
507 | 14.4
508 | 14.4
509 | 14.4
510 | 14.4
511 | 14.4
512 | 14.4
513 | 14.4
514 | 14.4
515 | 14.4
516 | 14.4
517 | 14.4
518 | 14.4
519 | 14.4
520 | 14.4
521 | 14.4
522 | 14.4
523 | 14.4
524 | 14.4
525 | 14.4
526 | 14.4
527 | 14.4
528 | 14.4
529 | 14.4
530 | 14.4
531 | 14.4
532 | 14.4
533 | 14.4
534 | 14.4
535 | 14.4
536 | 14.4
537 | 14.4
538 | 14.4
539 | 14.4
540 | 14.4
541 | 14.4
542 | 14.4
543 | 14.4
544 | 14.4
545 | 14.4
546 | 14.4
547 | 14.4
548 | 14.4
549 | 14.4
550 | 14.4
551 | 14.4
552 | 14.4
553 | 14.4
554 | 14.4
555 | 14.4
556 | 14.4
557 | 14.4
558 | 14.4
559 | 14.4
560 | 14.4
561 | 14.4
562 | 14.4
563 | 14.4
564 | 14.4
565 | 14.4
566 | 14.4
567 | 14.4
568 | 14.4
569 | 14.4
570 | 14.4
571 | 14.4
572 | 14.4
573 | 14.4
574 | 14.4
575 | 14.4
576 | 14.4
577 | 14.4
578 | 14.4
579 | 14.4
580 | 14.4
581 | 14.4
582 | 14.4
583 | 14.4
584 | 14.4
585 | 14.4
586 | 14.4
587 | 14.4
588 | 14.4
589 | 14.4
590 | 14.4
591 | 14.4
592 | 14.4
593 | 14.4
594 | 14.4
595 | 14.4
596 | 14.4
597 | 14.4
598 | 14.4
599 | 14.4
600 | 14.4
601 | 14.4
602 | 14.4
603 | 14.4
604 | 14.4
605 | 14.4
606 | 14.4
607 | 14.4
608 | 14.4
609 | 14.4
610 | 14.4
611 | 14.4
612 | 14.4
613 | 14.4
614 | 14.4
615 | 14.4
616 | 14.4
617 | 14.4
618 | 14.4
619 | 14.4
620 | 14.4
621 | 14.4
622 | 14.4
623 | 14.4
624 | 14.4
625 | 14.4
626 | 14.4
627 | 14.4
628 | 14.4
629 | 14.4
630 | 14.4
631 | 14.4
632 | 14.4
633 | 14.4
634 | 14.4
635 | 14.4
636 | 14.4
637 | 14.4
638 | 14.4
639 | 14.4
640 | 14.4
641 | 14.4
642 | 14.4
643 | 14.4
644 | 14.4
645 | 14.4
646 | 14.4
647 | 14.4
648 | 14.4
649 | 14.4
650 | 14.4
651 | 14.4
652 | 14.4
653 | 14.4
654 | 14.4
655 | 14.4
656 | 14.4
657 | 14.4
658 | 14.4
659 | 14.4
660 | 14.4
661 | 14.4
662 | 14.4
663 | 14.4
664 | 14.4
665 | 14.4
666 | 14.4
667 | 14.4
668 | 14.4
669 | 14.4
670 | 14.4
671 | 14.4
672 | 14.4
673 | 14.4
674 | 14.4
675 | 14.4
676 | 14.4
677 | 14.4
678 | 14.4
679 | 14.4
680 | 14.4
681 | 14.4
682 | 14.4
683 | 14.4
684 | 14.4
685 | 14.4
686 | 14.4
687 | 14.4
688 | 14.4
689 | 14.4
690 | 14.4
691 | 14.4
692 | 14.4
693 | 14.4
694 | 14.4
695 | 14.4
696 | 14.4
697 | 14.4
698 | 14.4
699 | 14.4
700 | 14.4
701 | 14.4
702 | 14.4
703 | 14.4
704 | 14.4
705 | 14.4
706 | 14.4
707 | 14.4
708 | 14.4
709 | 14.4
710 | 14.4
711 | 14.4
712 | 14.4
713 | 14.4
714 | 14.4
715 | 14.4
716 | 14.4
717 | 14.4
718 | 14.4
719 | 14.4
720 | 14.4
721 | 14.4
722 | 14.4
723 | 14.4
724 | 14.4
725 | 14.4
726 | 14.4
727 | 14.4
728 | 14.4
729 | 14.4
730 | 14.4
731 | 14.4
732 | 14.4
733 | 14.4
734 | 14.4
735 | 14.4
736 | 14.4
737 | 14.4
738 | 14.4
739 | 14.4
740 | 14.4
741 | 14.4
742 | 14.4
743 | 14.4
744 | 14.4
745 | 14.4
746 | 14.4
747 | 14.4
748 | 14.4
749 | 14.4
750 | 14.4
751 | 14.4
752 | 14.4
753 | 14.4
754 | 14.4
755 | 14.4
756 | 14.4
757 | 14.4
758 | 14.4
759 | 14.4
760 | 14.4
761 | 14.4
762 | 14.4
763 | 14.4
764 | 14.4
765 | 14.4
766 | 14.4
767 | 14.4
768 | 14.4
769 | 14.4
770 | 14.4
771 | 14.4
772 | 14.4
773 | 14.4
774 | 14.4
775 | 14.4
776 | 14.4
777 | 14.4
778 | 14.4
779 | 14.4
780 | 14.4
781 | 14.4
782 | 14.4
783 | 14.4
784 | 14.4
785 | 14.4
786 | 14.4
787 | 14.4
788 | 14.4
789 | 14.4
790 | 14.4
791 | 14.4
792 | 14.4
793 | 14.4
794 | 14.4
795 | 14.4
796 | 14.4
797 | 14.4
798 | 14.4
799 | 14.4
800 | 14.4
801 | 14.4
802 | 14.4
803 | 14.4
804 | 14.4
805 | 14.4
806 | 14.4
807 | 14.4
808 | 14.4
809 | 14.4
810 | 14.4
811 | 14.4
812 | 14.4
813 | 14.4
814 | 14.4
815 | 14.4
816 | 14.4
817 | 14.4
818 | 14.4
819 | 14.4
820 | 14.4
821 | 14.4
822 | 14.4
823 | 14.4
824 | 14.4
825 | 14.4
826 | 14.4
827 | 14.4
828 | 14.4
829 | 14.4
830 | 14.4
831 | 14.4
832 | 14.4
833 | 14.4
834 | 14.4
835 | 14.4
836 | 14.4
837 | 14.4
838 | 14.4
839 | 14.4
840 | 14.4
841 | 14.4
842 | 14.4
843 | 14.4
844 | 14.4
845 | 14.4
846 | 14.4
847 | 14.4
848 | 14.4
849 | 14.4
850 | 14.4
851 | 14.4
852 | 14.4
853 | 14.4
854 | 14.4
855 | 14.4
856 | 14.4
857 | 14.4
858 | 14.4
859 | 14.4
860 | 14.4
861 | 14.4
862 | 14.4
863 | 14.4
864 | 14.4
865 | 14.4
866 | 14.4
867 | 14.4
868 | 14.4
869 | 14.4
870 | 14.4
871 | 14.4
872 | 14.4
873 | 14.4
874 | 14.4
875 | 14.4
876 | 14.4
877 | 14.4
878 | 14.4
879 | 14.4
880 | 14.4
881 | 14.4
882 | 14.4
883 | 14.4
884 | 14.4
885 | 14.4
886 | 14.4
887 | 14.4
888 | 14.4
889 | 14.4
890 | 14.4
891 | 14.4
892 | 14.4
893 | 14.4
894 | 14.4
895 | 14.4
896 | 14.4
897 | 14.4
898 | 14.4
899 | 14.4
900 | 14.4
901 | 14.4
902 | 14.4
903 | 14.4
904 | 14.4
905 | 14.4
906 | 14.4
907 | 14.4
908 | 14.4
909 | 14.4
910 | 14.4
911 | 14.4
912 | 14.4
913 | 14.4
914 | 14.4
915 | 14.4
916 | 14.4
917 | 14.4
918 | 14.4
919 | 14.4
920 | 14.4
921 | 14.4
922 | 14.4
923 | 14.4
924 | 14.4
925 | 14.4
926 | 14.4
927 | 14.4
928 | 14.4
929 | 14.4
930 | 14.4
931 | 14.4
932 | 14.4
933 | 14.4
934 | 14.4
935 | 14.4
936 | 14.4
937 | 14.4
938 | 14.4
939 | 14.4
940 | 14.4
941 | 14.4
942 | 14.4
943 | 14.4
944 | 14.4
945 | 14.4
946 | 14.4
947 | 14.4
948 | 14.4
949 | 14.4
950 | 14.4
951 | 14.4
952 | 14.4
953 | 14.4
954 | 14.4
955 | 14.4
956 | 14.4
957 | 14.4
958 | 14.4
959 | 14.4
960 | 14.4
961 | 14.4
962 | 14.4
963 | 14.4
964 | 14.4
965 | 14.4
966 | 14.4
967 | 14.4
968 | 14.4
969 | 14.4
970 | 14.4
971 | 14.4
972 | 14.4
973 | 14.4
974 | 14.4
975 | 14.4
976 | 14.4
977 | 14.4
978 | 14.4
979 | 14.4
980 | 14.4
981 | 14.4
982 | 14.4
983 | 14.4
984 | 14.4
985 | 14.4
986 | 14.4
987 | 14.4
988 | 14.4
989 | 14.4
990 | 14.4
991 | 14.4
992 | 14.4
993 | 14.4
994 | 14.4
995 | 14.4
996 | 14.4
997 | 14.4
998 | 14.4
999 | 14.4
1000 | 14.4
1001 | 14.4
1002 | 14.4
1003 | 14.4
1004 | 14.4
1005 | 14.4
1006 | 14.4
1007 | 14.4
1008 | 14.4
1009 | 14.4
1010 | 14.4
1011 | 14.4
1012 | 14.4
1013 | 14.4
1014 | 14.4
1015 | 14.4
1016 | 14.4
1017 | 14.4
1018 | 14.4
1019 | 14.4
1020 | 14.4
1021 | 14.4
1022 | 14.4
1023 | 14.4
1024 | 14.4
1025 | 14.4
1026 | 14.4
1027 | 14.4
1028 | 14.4
1029 | 14.4
1030 | 14.4
1031 | 14.4
1032 | 14.4
1033 | 14.4
1034 | 14.4
1035 | 14.4
1036 | 14.4
1037 | 14.4
1038 | 14.4
1039 | 14.4
1040 | 14.4
1041 | 14.4
1042 | 14.4
1043 | 14.4
1044 | 14.4
1045 | 14.4
1046 | 14.4
1047 | 14.4
1048 | 14.4
1049 | 14.4
1050 | 14.4
1051 | 14.4
1052 | 14.4
1053 | 14.4
1054 | 14.4
1055 | 14.4
1056 | 14.4
1057 | 14.4
1058 | 14.4
1059 | 14.4
1060 | 14.4
1061 | 14.4
1062 | 14.4
1063 | 14.4
1064 | 14.4
1065 | 14.4
1066 | 14.4
1067 | 14.4
1068 | 14.4
1069 | 14.4
1070 | 14.4
1071 | 14.4
1072 | 14.4
1073 | 14.4
1074 | 14.4
1075 | 14.4
1076 | 14.4
1077 | 14.4
1078 | 14.4
1079 | 14.4
1080 | 14.4
1081 | 14.4
1082 | 14.4
1083 | 14.4
1084 | 14.4
1085 | 14.4
1086 | 14.4
1087 | 14.4
1088 | 14.4
1089 | 14.4
1090 | 14.4
1091 | 14.4
1092 | 14.4
1093 | 14.4
1094 | 14.4
1095 | 14.4
1096 | 14.4
1097 | 14.4
1098 | 14.4
1099 | 14.4
1100 | 14.4
1101 | 14.4
1102 | 14.4
1103 | 14.4
1104 | 14.4
1105 | 14.4
1106 | 14.4
1107 | 14.4
1108 | 14.4
1109 | 14.4
1110 | 14.4
1111 | 14.4
1112 | 14.4
1113 | 14.4
1114 | 14.4
1115 | 14.4
1116 | 14.4
1117 | 14.4
1118 | 14.4
1119 | 14.4
1120 | 14.4
1121 | 14.4
1122 | 14.4
1123 | 14.4
1124 | 14.4
1125 | 14.4
1126 | 14.4
1127 | 14.4
1128 | 14.4
1129 | 10.8
1130 | 10.8
1131 | 10.8
1132 | 10.8
1133 | 10.8
1134 | 10.8
1135 | 10.8
1136 | 10.8
1137 | 10.8
1138 | 10.8
1139 | 10.8
1140 | 10.8
1141 | 10.8
1142 | 10.8
1143 | 10.8
1144 | 10.8
1145 | 10.8
1146 | 10.8
1147 | 10.8
1148 | 10.8
1149 | 10.8
1150 | 10.8
1151 | 10.8
1152 | 10.8
1153 | 187.2
1154 | 187.2
1155 | 187.2
1156 | 187.2
1157 | 187.2
1158 | 187.2
1159 | 187.2
1160 | 187.2
1161 | 187.2
1162 | 187.2
1163 | 187.2
1164 | 187.2
1165 | 187.2
1166 | 187.2
1167 | 187.2
1168 | 187.2
1169 | 187.2
1170 | 187.2
1171 | 187.2
1172 | 187.2
1173 | 187.2
1174 | 187.2
1175 | 187.2
1176 | 187.2
1177 | 4964.3998
1178 | 4964.3998
1179 | 4964.3998
1180 | 4964.3998
1181 | 4964.3998
1182 | 4964.3998
1183 | 4964.3998
1184 | 4964.3998
1185 | 4964.3998
1186 | 4964.3998
1187 | 4964.3998
1188 | 4964.3998
1189 | 4964.3998
1190 | 4964.3998
1191 | 4964.3998
1192 | 4964.3998
1193 | 4964.3998
1194 | 4964.3998
1195 | 4964.3998
1196 | 4964.3998
1197 | 4964.3998
1198 | 4964.3998
1199 | 4964.3998
1200 | 4964.3998
1201 | 5270.4
1202 | 5270.4
1203 | 5270.4
1204 | 5270.4
1205 | 5270.4
1206 | 5270.4
1207 | 5270.4
1208 | 5270.4
1209 | 5270.4
1210 | 5270.4
1211 | 5270.4
1212 | 5270.4
1213 | 5270.4
1214 | 5270.4
1215 | 5270.4
1216 | 5270.4
1217 | 5270.4
1218 | 5270.4
1219 | 5270.4
1220 | 5270.4
1221 | 5270.4
1222 | 5270.4
1223 | 5270.4
1224 | 5270.4
1225 | 1548
1226 | 1548
1227 | 1548
1228 | 1548
1229 | 1548
1230 | 1548
1231 | 1548
1232 | 1548
1233 | 1548
1234 | 1548
1235 | 1548
1236 | 1548
1237 | 1548
1238 | 1548
1239 | 1548
1240 | 1548
1241 | 1548
1242 | 1548
1243 | 1548
1244 | 1548
1245 | 1548
1246 | 1548
1247 | 1548
1248 | 1548
1249 | 1033.2
1250 | 1033.2
1251 | 1033.2
1252 | 1033.2
1253 | 1033.2
1254 | 1033.2
1255 | 1033.2
1256 | 1033.2
1257 | 1033.2
1258 | 1033.2
1259 | 1033.2
1260 | 1033.2
1261 | 1033.2
1262 | 1033.2
1263 | 1033.2
1264 | 1033.2
1265 | 1033.2
1266 | 1033.2
1267 | 1033.2
1268 | 1033.2
1269 | 1033.2
1270 | 1033.2
1271 | 1033.2
1272 | 1033.2
1273 | 626.4
1274 | 626.4
1275 | 626.4
1276 | 626.4
1277 | 626.4
1278 | 626.4
1279 | 626.4
1280 | 626.4
1281 | 626.4
1282 | 626.4
1283 | 626.4
1284 | 626.4
1285 | 626.4
1286 | 626.4
1287 | 626.4
1288 | 626.4
1289 | 626.4
1290 | 626.4
1291 | 626.4
1292 | 626.4
1293 | 626.4
1294 | 626.4
1295 | 626.4
1296 | 626.4
1297 | 442.8
1298 | 442.8
1299 | 442.8
1300 | 442.8
1301 | 442.8
1302 | 442.8
1303 | 442.8
1304 | 442.8
1305 | 442.8
1306 | 442.8
1307 | 442.8
1308 | 442.8
1309 | 442.8
1310 | 442.8
1311 | 442.8
1312 | 442.8
1313 | 442.8
1314 | 442.8
1315 | 442.8
1316 | 442.8
1317 | 442.8
1318 | 442.8
1319 | 442.8
1320 | 442.8
1321 | 1602
1322 | 1602
1323 | 1602
1324 | 1602
1325 | 1602
1326 | 1602
1327 | 1602
1328 | 1602
1329 | 1602
1330 | 1602
1331 | 1602
1332 | 1602
1333 | 1602
1334 | 1602
1335 | 1602
1336 | 1602
1337 | 1602
1338 | 1602
1339 | 1602
1340 | 1602
1341 | 1602
1342 | 1602
1343 | 1602
1344 | 1602
1345 | 1126.8
1346 | 1126.8
1347 | 1126.8
1348 | 1126.8
1349 | 1126.8
1350 | 1126.8
1351 | 1126.8
1352 | 1126.8
1353 | 1126.8
1354 | 1126.8
1355 | 1126.8
1356 | 1126.8
1357 | 1126.8
1358 | 1126.8
1359 | 1126.8
1360 | 1126.8
1361 | 1126.8
1362 | 1126.8
1363 | 1126.8
1364 | 1126.8
1365 | 1126.8
1366 | 1126.8
1367 | 1126.8
1368 | 1126.8
1369 | 813.6
1370 | 813.6
1371 | 813.6
1372 | 813.6
1373 | 813.6
1374 | 813.6
1375 | 813.6
1376 | 813.6
1377 | 813.6
1378 | 813.6
1379 | 813.6
1380 | 813.6
1381 | 813.6
1382 | 813.6
1383 | 813.6
1384 | 813.6
1385 | 813.6
1386 | 813.6
1387 | 813.6
1388 | 813.6
1389 | 813.6
1390 | 813.6
1391 | 813.6
1392 | 813.6
1393 | 856.8
1394 | 856.8
1395 | 856.8
1396 | 856.8
1397 | 856.8
1398 | 856.8
1399 | 856.8
1400 | 856.8
1401 | 856.8
1402 | 856.8
1403 | 856.8
1404 | 856.8
1405 | 856.8
1406 | 856.8
1407 | 856.8
1408 | 856.8
1409 | 856.8
1410 | 856.8
1411 | 856.8
1412 | 856.8
1413 | 856.8
1414 | 856.8
1415 | 856.8
1416 | 856.8
1417 | 921.6
1418 | 921.6
1419 | 921.6
1420 | 921.6
1421 | 921.6
1422 | 921.6
1423 | 921.6
1424 | 921.6
1425 | 921.6
1426 | 921.6
1427 | 921.6
1428 | 921.6
1429 | 921.6
1430 | 921.6
1431 | 921.6
1432 | 921.6
1433 | 921.6
1434 | 921.6
1435 | 921.6
1436 | 921.6
1437 | 921.6
1438 | 921.6
1439 | 921.6
1440 | 921.6
1441 | 648
1442 | 648
1443 | 648
1444 | 648
1445 | 648
1446 | 648
1447 | 648
1448 | 648
1449 | 648
1450 | 648
1451 | 648
1452 | 648
1453 | 648
1454 | 648
1455 | 648
1456 | 648
1457 | 648
1458 | 648
1459 | 648
1460 | 648
1461 | 648
1462 | 648
1463 | 648
1464 | 648
1465 | 640.8
1466 | 640.8
1467 | 640.8
1468 | 640.8
1469 | 640.8
1470 | 640.8
1471 | 640.8
1472 | 640.8
1473 | 640.8
1474 | 640.8
1475 | 640.8
1476 | 640.8
1477 | 640.8
1478 | 640.8
1479 | 640.8
1480 | 640.8
1481 | 640.8
1482 | 640.8
1483 | 640.8
1484 | 640.8
1485 | 640.8
1486 | 640.8
1487 | 640.8
1488 | 640.8
1489 | 640.8
1490 | 640.8
1491 | 640.8
1492 | 640.8
1493 | 640.8
1494 | 640.8
1495 | 640.8
1496 | 640.8
1497 | 640.8
1498 | 640.8
1499 | 640.8
1500 | 640.8
1501 | 640.8
1502 | 640.8
1503 | 640.8
1504 | 640.8
1505 | 640.8
1506 | 640.8
1507 | 640.8
1508 | 640.8
1509 | 640.8
1510 | 640.8
1511 | 640.8
1512 | 640.8
1513 | 615.6
1514 | 615.6
1515 | 615.6
1516 | 615.6
1517 | 615.6
1518 | 615.6
1519 | 615.6
1520 | 615.6
1521 | 615.6
1522 | 615.6
1523 | 615.6
1524 | 615.6
1525 | 615.6
1526 | 615.6
1527 | 615.6
1528 | 615.6
1529 | 615.6
1530 | 615.6
1531 | 615.6
1532 | 615.6
1533 | 615.6
1534 | 615.6
1535 | 615.6
1536 | 615.6
1537 | 565.2
1538 | 565.2
1539 | 565.2
1540 | 565.2
1541 | 565.2
1542 | 565.2
1543 | 565.2
1544 | 565.2
1545 | 565.2
1546 | 565.2
1547 | 565.2
1548 | 565.2
1549 | 565.2
1550 | 565.2
1551 | 565.2
1552 | 565.2
1553 | 565.2
1554 | 565.2
1555 | 565.2
1556 | 565.2
1557 | 565.2
1558 | 565.2
1559 | 565.2
1560 | 565.2
1561 | 522
1562 | 522
1563 | 522
1564 | 522
1565 | 522
1566 | 522
1567 | 522
1568 | 522
1569 | 522
1570 | 522
1571 | 522
1572 | 522
1573 | 522
1574 | 522
1575 | 522
1576 | 522
1577 | 522
1578 | 522
1579 | 522
1580 | 522
1581 | 522
1582 | 522
1583 | 522
1584 | 522
1585 | 540
1586 | 540
1587 | 540
1588 | 540
1589 | 540
1590 | 540
1591 | 540
1592 | 540
1593 | 540
1594 | 540
1595 | 540
1596 | 540
1597 | 540
1598 | 540
1599 | 540
1600 | 540
1601 | 540
1602 | 540
1603 | 540
1604 | 540
1605 | 540
1606 | 540
1607 | 540
1608 | 540
1609 | 608.4
1610 | 608.4
1611 | 608.4
1612 | 608.4
1613 | 608.4
1614 | 608.4
1615 | 608.4
1616 | 608.4
1617 | 608.4
1618 | 608.4
1619 | 608.4
1620 | 608.4
1621 | 608.4
1622 | 608.4
1623 | 608.4
1624 | 608.4
1625 | 608.4
1626 | 608.4
1627 | 608.4
1628 | 608.4
1629 | 608.4
1630 | 608.4
1631 | 608.4
1632 | 608.4
1633 | 612
1634 | 612
1635 | 612
1636 | 612
1637 | 612
1638 | 612
1639 | 612
1640 | 612
1641 | 612
1642 | 612
1643 | 612
1644 | 612
1645 | 612
1646 | 612
1647 | 612
1648 | 612
1649 | 612
1650 | 612
1651 | 612
1652 | 612
1653 | 612
1654 | 612
1655 | 612
1656 | 612
1657 | 630
1658 | 630
1659 | 630
1660 | 630
1661 | 630
1662 | 630
1663 | 630
1664 | 630
1665 | 630
1666 | 630
1667 | 630
1668 | 630
1669 | 630
1670 | 630
1671 | 630
1672 | 630
1673 | 630
1674 | 630
1675 | 630
1676 | 630
1677 | 630
1678 | 630
1679 | 630
1680 | 630
1681 | 550.8
1682 | 550.8
1683 | 550.8
1684 | 550.8
1685 | 550.8
1686 | 550.8
1687 | 550.8
1688 | 550.8
1689 | 550.8
1690 | 550.8
1691 | 550.8
1692 | 550.8
1693 | 550.8
1694 | 550.8
1695 | 550.8
1696 | 550.8
1697 | 550.8
1698 | 550.8
1699 | 550.8
1700 | 550.8
1701 | 550.8
1702 | 550.8
1703 | 550.8
1704 | 550.8
1705 | 482.4
1706 | 482.4
1707 | 482.4
1708 | 482.4
1709 | 482.4
1710 | 482.4
1711 | 482.4
1712 | 482.4
1713 | 482.4
1714 | 482.4
1715 | 482.4
1716 | 482.4
1717 | 482.4
1718 | 482.4
1719 | 482.4
1720 | 482.4
1721 | 482.4
1722 | 482.4
1723 | 482.4
1724 | 482.4
1725 | 482.4
1726 | 482.4
1727 | 482.4
1728 | 482.4
1729 | 464.4
1730 | 464.4
1731 | 464.4
1732 | 464.4
1733 | 464.4
1734 | 464.4
1735 | 464.4
1736 | 464.4
1737 | 464.4
1738 | 464.4
1739 | 464.4
1740 | 464.4
1741 | 464.4
1742 | 464.4
1743 | 464.4
1744 | 464.4
1745 | 464.4
1746 | 464.4
1747 | 464.4
1748 | 464.4
1749 | 464.4
1750 | 464.4
1751 | 464.4
1752 | 464.4
1753 | 482.4
1754 | 482.4
1755 | 482.4
1756 | 482.4
1757 | 482.4
1758 | 482.4
1759 | 482.4
1760 | 482.4
1761 | 482.4
1762 | 482.4
1763 | 482.4
1764 | 482.4
1765 | 482.4
1766 | 482.4
1767 | 482.4
1768 | 482.4
1769 | 482.4
1770 | 482.4
1771 | 482.4
1772 | 482.4
1773 | 482.4
1774 | 482.4
1775 | 482.4
1776 | 482.4
1777 | 619.2
1778 | 619.2
1779 | 619.2
1780 | 619.2
1781 | 619.2
1782 | 619.2
1783 | 619.2
1784 | 619.2
1785 | 619.2
1786 | 619.2
1787 | 619.2
1788 | 619.2
1789 | 619.2
1790 | 619.2
1791 | 619.2
1792 | 619.2
1793 | 619.2
1794 | 619.2
1795 | 619.2
1796 | 619.2
1797 | 619.2
1798 | 619.2
1799 | 619.2
1800 | 619.2
1801 | 500.4
1802 | 500.4
1803 | 500.4
1804 | 500.4
1805 | 500.4
1806 | 500.4
1807 | 500.4
1808 | 500.4
1809 | 500.4
1810 | 500.4
1811 | 500.4
1812 | 500.4
1813 | 500.4
1814 | 500.4
1815 | 500.4
1816 | 500.4
1817 | 500.4
1818 | 500.4
1819 | 500.4
1820 | 500.4
1821 | 500.4
1822 | 500.4
1823 | 500.4
1824 | 500.4
1825 | 381.6
1826 | 381.6
1827 | 381.6
1828 | 381.6
1829 | 381.6
1830 | 381.6
1831 | 381.6
1832 | 381.6
1833 | 381.6
1834 | 381.6
1835 | 381.6
1836 | 381.6
1837 | 381.6
1838 | 381.6
1839 | 381.6
1840 | 381.6
1841 | 381.6
1842 | 381.6
1843 | 381.6
1844 | 381.6
1845 | 381.6
1846 | 381.6
1847 | 381.6
1848 | 381.6
1849 | 500.4
1850 | 500.4
1851 | 500.4
1852 | 500.4
1853 | 500.4
1854 | 500.4
1855 | 500.4
1856 | 500.4
1857 | 500.4
1858 | 500.4
1859 | 500.4
1860 | 500.4
1861 | 500.4
1862 | 500.4
1863 | 500.4
1864 | 500.4
1865 | 500.4
1866 | 500.4
1867 | 500.4
1868 | 500.4
1869 | 500.4
1870 | 500.4
1871 | 500.4
1872 | 500.4
1873 | 1796.4
1874 | 1796.4
1875 | 1796.4
1876 | 1796.4
1877 | 1796.4
1878 | 1796.4
1879 | 1796.4
1880 | 1796.4
1881 | 1796.4
1882 | 1796.4
1883 | 1796.4
1884 | 1796.4
1885 | 1796.4
1886 | 1796.4
1887 | 1796.4
1888 | 1796.4
1889 | 1796.4
1890 | 1796.4
1891 | 1796.4
1892 | 1796.4
1893 | 1796.4
1894 | 1796.4
1895 | 1796.4
1896 | 1796.4
1897 | 2876.4001
1898 | 2876.4001
1899 | 2876.4001
1900 | 2876.4001
1901 | 2876.4001
1902 | 2876.4001
1903 | 2876.4001
1904 | 2876.4001
1905 | 2876.4001
1906 | 2876.4001
1907 | 2876.4001
1908 | 2876.4001
1909 | 2876.4001
1910 | 2876.4001
1911 | 2876.4001
1912 | 2876.4001
1913 | 2876.4001
1914 | 2876.4001
1915 | 2876.4001
1916 | 2876.4001
1917 | 2876.4001
1918 | 2876.4001
1919 | 2876.4001
1920 | 2876.4001
1921 | 1479.6
1922 | 1479.6
1923 | 1479.6
1924 | 1479.6
1925 | 1479.6
1926 | 1479.6
1927 | 1479.6
1928 | 1479.6
1929 | 1479.6
1930 | 1479.6
1931 | 1479.6
1932 | 1479.6
1933 | 1479.6
1934 | 1479.6
1935 | 1479.6
1936 | 1479.6
1937 | 1479.6
1938 | 1479.6
1939 | 1479.6
1940 | 1479.6
1941 | 1479.6
1942 | 1479.6
1943 | 1479.6
1944 | 1479.6
1945 | 1206
1946 | 1206
1947 | 1206
1948 | 1206
1949 | 1206
1950 | 1206
1951 | 1206
1952 | 1206
1953 | 1206
1954 | 1206
1955 | 1206
1956 | 1206
1957 | 1206
1958 | 1206
1959 | 1206
1960 | 1206
1961 | 1206
1962 | 1206
1963 | 1206
1964 | 1206
1965 | 1206
1966 | 1206
1967 | 1206
1968 | 1206
1969 | 1040.4
1970 | 1040.4
1971 | 1040.4
1972 | 1040.4
1973 | 1040.4
1974 | 1040.4
1975 | 1040.4
1976 | 1040.4
1977 | 1040.4
1978 | 1040.4
1979 | 1040.4
1980 | 1040.4
1981 | 1040.4
1982 | 1040.4
1983 | 1040.4
1984 | 1040.4
1985 | 1040.4
1986 | 1040.4
1987 | 1040.4
1988 | 1040.4
1989 | 1040.4
1990 | 1040.4
1991 | 1040.4
1992 | 1040.4
1993 | 1018.8
1994 | 1018.8
1995 | 1018.8
1996 | 1018.8
1997 | 1018.8
1998 | 1018.8
1999 | 1018.8
2000 | 1018.8
2001 | 1018.8
2002 | 1018.8
2003 | 1018.8
2004 | 1018.8
2005 | 1018.8
2006 | 1018.8
2007 | 1018.8
2008 | 1018.8
2009 | 1018.8
2010 | 1018.8
2011 | 1018.8
2012 | 1018.8
2013 | 1018.8
2014 | 1018.8
2015 | 1018.8
2016 | 1018.8
2017 | 946.8
2018 | 946.8
2019 | 946.8
2020 | 946.8
2021 | 946.8
2022 | 946.8
2023 | 946.8
2024 | 946.8
2025 | 946.8
2026 | 946.8
2027 | 946.8
2028 | 946.8
2029 | 946.8
2030 | 946.8
2031 | 946.8
2032 | 946.8
2033 | 946.8
2034 | 946.8
2035 | 946.8
2036 | 946.8
2037 | 946.8
2038 | 946.8
2039 | 946.8
2040 | 946.8
2041 | 921.6
2042 | 921.6
2043 | 921.6
2044 | 921.6
2045 | 921.6
2046 | 921.6
2047 | 921.6
2048 | 921.6
2049 | 921.6
2050 | 921.6
2051 | 921.6
2052 | 921.6
2053 | 921.6
2054 | 921.6
2055 | 921.6
2056 | 921.6
2057 | 921.6
2058 | 921.6
2059 | 921.6
2060 | 921.6
2061 | 921.6
2062 | 921.6
2063 | 921.6
2064 | 921.6
2065 | 914.4
2066 | 914.4
2067 | 914.4
2068 | 914.4
2069 | 914.4
2070 | 914.4
2071 | 914.4
2072 | 914.4
2073 | 914.4
2074 | 914.4
2075 | 914.4
2076 | 914.4
2077 | 914.4
2078 | 914.4
2079 | 914.4
2080 | 914.4
2081 | 914.4
2082 | 914.4
2083 | 914.4
2084 | 914.4
2085 | 914.4
2086 | 914.4
2087 | 914.4
2088 | 914.4
2089 | 1634.4
2090 | 1634.4
2091 | 1634.4
2092 | 1634.4
2093 | 1634.4
2094 | 1634.4
2095 | 1634.4
2096 | 1634.4
2097 | 1634.4
2098 | 1634.4
2099 | 1634.4
2100 | 1634.4
2101 | 1634.4
2102 | 1634.4
2103 | 1634.4
2104 | 1634.4
2105 | 1634.4
2106 | 1634.4
2107 | 1634.4
2108 | 1634.4
2109 | 1634.4
2110 | 1634.4
2111 | 1634.4
2112 | 1634.4
2113 | 17586.0008
2114 | 17586.0008
2115 | 17586.0008
2116 | 17586.0008
2117 | 17586.0008
2118 | 17586.0008
2119 | 17586.0008
2120 | 17586.0008
2121 | 17586.0008
2122 | 17586.0008
2123 | 17586.0008
2124 | 17586.0008
2125 | 17586.0008
2126 | 17586.0008
2127 | 17586.0008
2128 | 17586.0008
2129 | 17586.0008
2130 | 17586.0008
2131 | 17586.0008
2132 | 17586.0008
2133 | 17586.0008
2134 | 17586.0008
2135 | 17586.0008
2136 | 17586.0008
2137 | 13147.1998
2138 | 13147.1998
2139 | 13147.1998
2140 | 13147.1998
2141 | 13147.1998
2142 | 13147.1998
2143 | 13147.1998
2144 | 13147.1998
2145 | 13147.1998
2146 | 13147.1998
2147 | 13147.1998
2148 | 13147.1998
2149 | 13147.1998
2150 | 13147.1998
2151 | 13147.1998
2152 | 13147.1998
2153 | 13147.1998
2154 | 13147.1998
2155 | 13147.1998
2156 | 13147.1998
2157 | 13147.1998
2158 | 13147.1998
2159 | 13147.1998
2160 | 13147.1998
2161 | 5335.2
2162 | 5335.2
2163 | 5335.2
2164 | 5335.2
2165 | 5335.2
2166 | 5335.2
2167 | 5335.2
2168 | 5335.2
2169 | 5335.2
2170 | 5335.2
2171 | 5335.2
2172 | 5335.2
2173 | 5335.2
2174 | 5335.2
2175 | 5335.2
2176 | 5335.2
2177 | 5335.2
2178 | 5335.2
2179 | 5335.2
2180 | 5335.2
2181 | 5335.2
2182 | 5335.2
2183 | 5335.2
2184 | 5335.2
2185 | 3070.7999
2186 | 3070.7999
2187 | 3070.7999
2188 | 3070.7999
2189 | 3070.7999
2190 | 3070.7999
2191 | 3070.7999
2192 | 3070.7999
2193 | 3070.7999
2194 | 3070.7999
2195 | 3070.7999
2196 | 3070.7999
2197 | 3070.7999
2198 | 3070.7999
2199 | 3070.7999
2200 | 3070.7999
2201 | 3070.7999
2202 | 3070.7999
2203 | 3070.7999
2204 | 3070.7999
2205 | 3070.7999
2206 | 3070.7999
2207 | 3070.7999
2208 | 3070.7999
2209 | 3139.1999
2210 | 3139.1999
2211 | 3139.1999
2212 | 3139.1999
2213 | 3139.1999
2214 | 3139.1999
2215 | 3139.1999
2216 | 3139.1999
2217 | 3139.1999
2218 | 3139.1999
2219 | 3139.1999
2220 | 3139.1999
2221 | 3139.1999
2222 | 3139.1999
2223 | 3139.1999
2224 | 3139.1999
2225 | 3139.1999
2226 | 3139.1999
2227 | 3139.1999
2228 | 3139.1999
2229 | 3139.1999
2230 | 3139.1999
2231 | 3139.1999
2232 | 3139.1999
2233 | 5533.1998
2234 | 5533.1998
2235 | 5533.1998
2236 | 5533.1998
2237 | 5533.1998
2238 | 5533.1998
2239 | 5533.1998
2240 | 5533.1998
2241 | 5533.1998
2242 | 5533.1998
2243 | 5533.1998
2244 | 5533.1998
2245 | 5533.1998
2246 | 5533.1998
2247 | 5533.1998
2248 | 5533.1998
2249 | 5533.1998
2250 | 5533.1998
2251 | 5533.1998
2252 | 5533.1998
2253 | 5533.1998
2254 | 5533.1998
2255 | 5533.1998
2256 | 5533.1998
2257 | 3960.0001
2258 | 3960.0001
2259 | 3960.0001
2260 | 3960.0001
2261 | 3960.0001
2262 | 3960.0001
2263 | 3960.0001
2264 | 3960.0001
2265 | 3960.0001
2266 | 3960.0001
2267 | 3960.0001
2268 | 3960.0001
2269 | 3960.0001
2270 | 3960.0001
2271 | 3960.0001
2272 | 3960.0001
2273 | 3960.0001
2274 | 3960.0001
2275 | 3960.0001
2276 | 3960.0001
2277 | 3960.0001
2278 | 3960.0001
2279 | 3960.0001
2280 | 3960.0001
2281 | 2725.2001
2282 | 2725.2001
2283 | 2725.2001
2284 | 2725.2001
2285 | 2725.2001
2286 | 2725.2001
2287 | 2725.2001
2288 | 2725.2001
2289 | 2725.2001
2290 | 2725.2001
2291 | 2725.2001
2292 | 2725.2001
2293 | 2725.2001
2294 | 2725.2001
2295 | 2725.2001
2296 | 2725.2001
2297 | 2725.2001
2298 | 2725.2001
2299 | 2725.2001
2300 | 2725.2001
2301 | 2725.2001
2302 | 2725.2001
2303 | 2725.2001
2304 | 2725.2001
2305 | 2203.2
2306 | 2203.2
2307 | 2203.2
2308 | 2203.2
2309 | 2203.2
2310 | 2203.2
2311 | 2203.2
2312 | 2203.2
2313 | 2203.2
2314 | 2203.2
2315 | 2203.2
2316 | 2203.2
2317 | 2203.2
2318 | 2203.2
2319 | 2203.2
2320 | 2203.2
2321 | 2203.2
2322 | 2203.2
2323 | 2203.2
2324 | 2203.2
2325 | 2203.2
2326 | 2203.2
2327 | 2203.2
2328 | 2203.2
2329 | 2235.6
2330 | 2235.6
2331 | 2235.6
2332 | 2235.6
2333 | 2235.6
2334 | 2235.6
2335 | 2235.6
2336 | 2235.6
2337 | 2235.6
2338 | 2235.6
2339 | 2235.6
2340 | 2235.6
2341 | 2235.6
2342 | 2235.6
2343 | 2235.6
2344 | 2235.6
2345 | 2235.6
2346 | 2235.6
2347 | 2235.6
2348 | 2235.6
2349 | 2235.6
2350 | 2235.6
2351 | 2235.6
2352 | 2235.6
2353 | 6710.3999
2354 | 6710.3999
2355 | 6710.3999
2356 | 6710.3999
2357 | 6710.3999
2358 | 6710.3999
2359 | 6710.3999
2360 | 6710.3999
2361 | 6710.3999
2362 | 6710.3999
2363 | 6710.3999
2364 | 6710.3999
2365 | 6710.3999
2366 | 6710.3999
2367 | 6710.3999
2368 | 6710.3999
2369 | 6710.3999
2370 | 6710.3999
2371 | 6710.3999
2372 | 6710.3999
2373 | 6710.3999
2374 | 6710.3999
2375 | 6710.3999
2376 | 6710.3999
2377 | 3697.1998
2378 | 3697.1998
2379 | 3697.1998
2380 | 3697.1998
2381 | 3697.1998
2382 | 3697.1998
2383 | 3697.1998
2384 | 3697.1998
2385 | 3697.1998
2386 | 3697.1998
2387 | 3697.1998
2388 | 3697.1998
2389 | 3697.1998
2390 | 3697.1998
2391 | 3697.1998
2392 | 3697.1998
2393 | 3697.1998
2394 | 3697.1998
2395 | 3697.1998
2396 | 3697.1998
2397 | 3697.1998
2398 | 3697.1998
2399 | 3697.1998
2400 | 3697.1998
2401 | 2617.2
2402 | 2617.2
2403 | 2617.2
2404 | 2617.2
2405 | 2617.2
2406 | 2617.2
2407 | 2617.2
2408 | 2617.2
2409 | 2617.2
2410 | 2617.2
2411 | 2617.2
2412 | 2617.2
2413 | 2617.2
2414 | 2617.2
2415 | 2617.2
2416 | 2617.2
2417 | 2617.2
2418 | 2617.2
2419 | 2617.2
2420 | 2617.2
2421 | 2617.2
2422 | 2617.2
2423 | 2617.2
2424 | 2617.2
2425 | 2084.4
2426 | 2084.4
2427 | 2084.4
2428 | 2084.4
2429 | 2084.4
2430 | 2084.4
2431 | 2084.4
2432 | 2084.4
2433 | 2084.4
2434 | 2084.4
2435 | 2084.4
2436 | 2084.4
2437 | 2084.4
2438 | 2084.4
2439 | 2084.4
2440 | 2084.4
2441 | 2084.4
2442 | 2084.4
2443 | 2084.4
2444 | 2084.4
2445 | 2084.4
2446 | 2084.4
2447 | 2084.4
2448 | 2084.4
2449 | 1760.4
2450 | 1760.4
2451 | 1760.4
2452 | 1760.4
2453 | 1760.4
2454 | 1760.4
2455 | 1760.4
2456 | 1760.4
2457 | 1760.4
2458 | 1760.4
2459 | 1760.4
2460 | 1760.4
2461 | 1760.4
2462 | 1760.4
2463 | 1760.4
2464 | 1760.4
2465 | 1760.4
2466 | 1760.4
2467 | 1760.4
2468 | 1760.4
2469 | 1760.4
2470 | 1760.4
2471 | 1760.4
2472 | 1760.4
2473 | 2746.8
2474 | 2746.8
2475 | 2746.8
2476 | 2746.8
2477 | 2746.8
2478 | 2746.8
2479 | 2746.8
2480 | 2746.8
2481 | 2746.8
2482 | 2746.8
2483 | 2746.8
2484 | 2746.8
2485 | 2746.8
2486 | 2746.8
2487 | 2746.8
2488 | 2746.8
2489 | 2746.8
2490 | 2746.8
2491 | 2746.8
2492 | 2746.8
2493 | 2746.8
2494 | 2746.8
2495 | 2746.8
2496 | 2746.8
2497 | 2368.8
2498 | 2368.8
2499 | 2368.8
2500 | 2368.8
2501 | 2368.8
2502 | 2368.8
2503 | 2368.8
2504 | 2368.8
2505 | 2368.8
2506 | 2368.8
2507 | 2368.8
2508 | 2368.8
2509 | 2368.8
2510 | 2368.8
2511 | 2368.8
2512 | 2368.8
2513 | 2368.8
2514 | 2368.8
2515 | 2368.8
2516 | 2368.8
2517 | 2368.8
2518 | 2368.8
2519 | 2368.8
2520 | 2368.8
2521 | 1904.3999
2522 | 1904.3999
2523 | 1904.3999
2524 | 1904.3999
2525 | 1904.3999
2526 | 1904.3999
2527 | 1904.3999
2528 | 1904.3999
2529 | 1904.3999
2530 | 1904.3999
2531 | 1904.3999
2532 | 1904.3999
2533 | 1904.3999
2534 | 1904.3999
2535 | 1904.3999
2536 | 1904.3999
2537 | 1904.3999
2538 | 1904.3999
2539 | 1904.3999
2540 | 1904.3999
2541 | 1904.3999
2542 | 1904.3999
2543 | 1904.3999
2544 | 1904.3999
2545 | 1605.6
2546 | 1605.6
2547 | 1605.6
2548 | 1605.6
2549 | 1605.6
2550 | 1605.6
2551 | 1605.6
2552 | 1605.6
2553 | 1605.6
2554 | 1605.6
2555 | 1605.6
2556 | 1605.6
2557 | 1605.6
2558 | 1605.6
2559 | 1605.6
2560 | 1605.6
2561 | 1605.6
2562 | 1605.6
2563 | 1605.6
2564 | 1605.6
2565 | 1605.6
2566 | 1605.6
2567 | 1605.6
2568 | 1605.6
2569 | 1468.8
2570 | 1468.8
2571 | 1468.8
2572 | 1468.8
2573 | 1468.8
2574 | 1468.8
2575 | 1468.8
2576 | 1468.8
2577 | 1468.8
2578 | 1468.8
2579 | 1468.8
2580 | 1468.8
2581 | 1468.8
2582 | 1468.8
2583 | 1468.8
2584 | 1468.8
2585 | 1468.8
2586 | 1468.8
2587 | 1468.8
2588 | 1468.8
2589 | 1468.8
2590 | 1468.8
2591 | 1468.8
2592 | 1468.8
2593 | 3920.4
2594 | 3920.4
2595 | 3920.4
2596 | 3920.4
2597 | 3920.4
2598 | 3920.4
2599 | 3920.4
2600 | 3920.4
2601 | 3920.4
2602 | 3920.4
2603 | 3920.4
2604 | 3920.4
2605 | 3920.4
2606 | 3920.4
2607 | 3920.4
2608 | 3920.4
2609 | 3920.4
2610 | 3920.4
2611 | 3920.4
2612 | 3920.4
2613 | 3920.4
2614 | 3920.4
2615 | 3920.4
2616 | 3920.4
2617 | 4690.7999
2618 | 4690.7999
2619 | 4690.7999
2620 | 4690.7999
2621 | 4690.7999
2622 | 4690.7999
2623 | 4690.7999
2624 | 4690.7999
2625 | 4690.7999
2626 | 4690.7999
2627 | 4690.7999
2628 | 4690.7999
2629 | 4690.7999
2630 | 4690.7999
2631 | 4690.7999
2632 | 4690.7999
2633 | 4690.7999
2634 | 4690.7999
2635 | 4690.7999
2636 | 4690.7999
2637 | 4690.7999
2638 | 4690.7999
2639 | 4690.7999
2640 | 4690.7999
2641 | 3175.2001
2642 | 3175.2001
2643 | 3175.2001
2644 | 3175.2001
2645 | 3175.2001
2646 | 3175.2001
2647 | 3175.2001
2648 | 3175.2001
2649 | 3175.2001
2650 | 3175.2001
2651 | 3175.2001
2652 | 3175.2001
2653 | 3175.2001
2654 | 3175.2001
2655 | 3175.2001
2656 | 3175.2001
2657 | 3175.2001
2658 | 3175.2001
2659 | 3175.2001
2660 | 3175.2001
2661 | 3175.2001
2662 | 3175.2001
2663 | 3175.2001
2664 | 3175.2001
2665 | 2386.8
2666 | 2386.8
2667 | 2386.8
2668 | 2386.8
2669 | 2386.8
2670 | 2386.8
2671 | 2386.8
2672 | 2386.8
2673 | 2386.8
2674 | 2386.8
2675 | 2386.8
2676 | 2386.8
2677 | 2386.8
2678 | 2386.8
2679 | 2386.8
2680 | 2386.8
2681 | 2386.8
2682 | 2386.8
2683 | 2386.8
2684 | 2386.8
2685 | 2386.8
2686 | 2386.8
2687 | 2386.8
2688 | 2386.8
2689 | 1994.4001
2690 | 1994.4001
2691 | 1994.4001
2692 | 1994.4001
2693 | 1994.4001
2694 | 1994.4001
2695 | 1994.4001
2696 | 1994.4001
2697 | 1994.4001
2698 | 1994.4001
2699 | 1994.4001
2700 | 1994.4001
2701 | 1994.4001
2702 | 1994.4001
2703 | 1994.4001
2704 | 1994.4001
2705 | 1994.4001
2706 | 1994.4001
2707 | 1994.4001
2708 | 1994.4001
2709 | 1994.4001
2710 | 1994.4001
2711 | 1994.4001
2712 | 1994.4001
2713 | 1749.6
2714 | 1749.6
2715 | 1749.6
2716 | 1749.6
2717 | 1749.6
2718 | 1749.6
2719 | 1749.6
2720 | 1749.6
2721 | 1749.6
2722 | 1749.6
2723 | 1749.6
2724 | 1749.6
2725 | 1749.6
2726 | 1749.6
2727 | 1749.6
2728 | 1749.6
2729 | 1749.6
2730 | 1749.6
2731 | 1749.6
2732 | 1749.6
2733 | 1749.6
2734 | 1749.6
2735 | 1749.6
2736 | 1749.6
2737 | 1548
2738 | 1548
2739 | 1548
2740 | 1548
2741 | 1548
2742 | 1548
2743 | 1548
2744 | 1548
2745 | 1548
2746 | 1548
2747 | 1548
2748 | 1548
2749 | 1548
2750 | 1548
2751 | 1548
2752 | 1548
2753 | 1548
2754 | 1548
2755 | 1548
2756 | 1548
2757 | 1548
2758 | 1548
2759 | 1548
2760 | 1548
2761 | 1296.0001
2762 | 1296.0001
2763 | 1296.0001
2764 | 1296.0001
2765 | 1296.0001
2766 | 1296.0001
2767 | 1296.0001
2768 | 1296.0001
2769 | 1296.0001
2770 | 1296.0001
2771 | 1296.0001
2772 | 1296.0001
2773 | 1296.0001
2774 | 1296.0001
2775 | 1296.0001
2776 | 1296.0001
2777 | 1296.0001
2778 | 1296.0001
2779 | 1296.0001
2780 | 1296.0001
2781 | 1296.0001
2782 | 1296.0001
2783 | 1296.0001
2784 | 1296.0001
2785 | 1137.6001
2786 | 1137.6001
2787 | 1137.6001
2788 | 1137.6001
2789 | 1137.6001
2790 | 1137.6001
2791 | 1137.6001
2792 | 1137.6001
2793 | 1137.6001
2794 | 1137.6001
2795 | 1137.6001
2796 | 1137.6001
2797 | 1137.6001
2798 | 1137.6001
2799 | 1137.6001
2800 | 1137.6001
2801 | 1137.6001
2802 | 1137.6001
2803 | 1137.6001
2804 | 1137.6001
2805 | 1137.6001
2806 | 1137.6001
2807 | 1137.6001
2808 | 1137.6001
2809 | 997.2
2810 | 997.2
2811 | 997.2
2812 | 997.2
2813 | 997.2
2814 | 997.2
2815 | 997.2
2816 | 997.2
2817 | 997.2
2818 | 997.2
2819 | 997.2
2820 | 997.2
2821 | 997.2
2822 | 997.2
2823 | 997.2
2824 | 997.2
2825 | 997.2
2826 | 997.2
2827 | 997.2
2828 | 997.2
2829 | 997.2
2830 | 997.2
2831 | 997.2
2832 | 997.2
2833 | 907.2
2834 | 907.2
2835 | 907.2
2836 | 907.2
2837 | 907.2
2838 | 907.2
2839 | 907.2
2840 | 907.2
2841 | 907.2
2842 | 907.2
2843 | 907.2
2844 | 907.2
2845 | 907.2
2846 | 907.2
2847 | 907.2
2848 | 907.2
2849 | 907.2
2850 | 907.2
2851 | 907.2
2852 | 907.2
2853 | 907.2
2854 | 907.2
2855 | 907.2
2856 | 907.2
2857 | 842.4
2858 | 842.4
2859 | 842.4
2860 | 842.4
2861 | 842.4
2862 | 842.4
2863 | 842.4
2864 | 842.4
2865 | 842.4
2866 | 842.4
2867 | 842.4
2868 | 842.4
2869 | 842.4
2870 | 842.4
2871 | 842.4
2872 | 842.4
2873 | 842.4
2874 | 842.4
2875 | 842.4
2876 | 842.4
2877 | 842.4
2878 | 842.4
2879 | 842.4
2880 | 842.4
2881 | 1652.4
2882 | 1652.4
2883 | 1652.4
2884 | 1652.4
2885 | 1652.4
2886 | 1652.4
2887 | 1652.4
2888 | 1652.4
2889 | 1652.4
2890 | 1652.4
2891 | 1652.4
2892 | 1652.4
2893 | 1652.4
2894 | 1652.4
2895 | 1652.4
2896 | 1652.4
2897 | 1652.4
2898 | 1652.4
2899 | 1652.4
2900 | 1652.4
2901 | 1652.4
2902 | 1652.4
2903 | 1652.4
2904 | 1652.4
2905 | 1202.4
2906 | 1202.4
2907 | 1202.4
2908 | 1202.4
2909 | 1202.4
2910 | 1202.4
2911 | 1202.4
2912 | 1202.4
2913 | 1202.4
2914 | 1202.4
2915 | 1202.4
2916 | 1202.4
2917 | 1202.4
2918 | 1202.4
2919 | 1202.4
2920 | 1202.4
2921 | 1202.4
2922 | 1202.4
2923 | 1202.4
2924 | 1202.4
2925 | 1202.4
2926 | 1202.4
2927 | 1202.4
2928 | 1202.4
2929 | 953.9999
2930 | 953.9999
2931 | 953.9999
2932 | 953.9999
2933 | 953.9999
2934 | 953.9999
2935 | 953.9999
2936 | 953.9999
2937 | 953.9999
2938 | 953.9999
2939 | 953.9999
2940 | 953.9999
2941 | 953.9999
2942 | 953.9999
2943 | 953.9999
2944 | 953.9999
2945 | 953.9999
2946 | 953.9999
2947 | 953.9999
2948 | 953.9999
2949 | 953.9999
2950 | 953.9999
2951 | 953.9999
2952 | 953.9999
2953 | 842.4
2954 | 842.4
2955 | 842.4
2956 | 842.4
2957 | 842.4
2958 | 842.4
2959 | 842.4
2960 | 842.4
2961 | 842.4
2962 | 842.4
2963 | 842.4
2964 | 842.4
2965 | 842.4
2966 | 842.4
2967 | 842.4
2968 | 842.4
2969 | 842.4
2970 | 842.4
2971 | 842.4
2972 | 842.4
2973 | 842.4
2974 | 842.4
2975 | 842.4
2976 | 842.4
2977 | 766.8
2978 | 766.8
2979 | 766.8
2980 | 766.8
2981 | 766.8
2982 | 766.8
2983 | 766.8
2984 | 766.8
2985 | 766.8
2986 | 766.8
2987 | 766.8
2988 | 766.8
2989 | 766.8
2990 | 766.8
2991 | 766.8
2992 | 766.8
2993 | 766.8
2994 | 766.8
2995 | 766.8
2996 | 766.8
2997 | 766.8
2998 | 766.8
2999 | 766.8
3000 | 766.8
3001 | 720
3002 | 720
3003 | 720
3004 | 720
3005 | 720
3006 | 720
3007 | 720
3008 | 720
3009 | 720
3010 | 720
3011 | 720
3012 | 720
3013 | 720
3014 | 720
3015 | 720
3016 | 720
3017 | 720
3018 | 720
3019 | 720
3020 | 720
3021 | 720
3022 | 720
3023 | 720
3024 | 720
3025 | 666
3026 | 666
3027 | 666
3028 | 666
3029 | 666
3030 | 666
3031 | 666
3032 | 666
3033 | 666
3034 | 666
3035 | 666
3036 | 666
3037 | 666
3038 | 666
3039 | 666
3040 | 666
3041 | 666
3042 | 666
3043 | 666
3044 | 666
3045 | 666
3046 | 666
3047 | 666
3048 | 666
3049 | 615.6
3050 | 615.6
3051 | 615.6
3052 | 615.6
3053 | 615.6
3054 | 615.6
3055 | 615.6
3056 | 615.6
3057 | 615.6
3058 | 615.6
3059 | 615.6
3060 | 615.6
3061 | 615.6
3062 | 615.6
3063 | 615.6
3064 | 615.6
3065 | 615.6
3066 | 615.6
3067 | 615.6
3068 | 615.6
3069 | 615.6
3070 | 615.6
3071 | 615.6
3072 | 615.6
3073 | 622.8
3074 | 622.8
3075 | 622.8
3076 | 622.8
3077 | 622.8
3078 | 622.8
3079 | 622.8
3080 | 622.8
3081 | 622.8
3082 | 622.8
3083 | 622.8
3084 | 622.8
3085 | 622.8
3086 | 622.8
3087 | 622.8
3088 | 622.8
3089 | 622.8
3090 | 622.8
3091 | 622.8
3092 | 622.8
3093 | 622.8
3094 | 622.8
3095 | 622.8
3096 | 622.8
3097 | 630
3098 | 630
3099 | 630
3100 | 630
3101 | 630
3102 | 630
3103 | 630
3104 | 630
3105 | 630
3106 | 630
3107 | 630
3108 | 630
3109 | 630
3110 | 630
3111 | 630
3112 | 630
3113 | 630
3114 | 630
3115 | 630
3116 | 630
3117 | 630
3118 | 630
3119 | 630
3120 | 630
3121 | 640.8
3122 | 640.8
3123 | 640.8
3124 | 640.8
3125 | 640.8
3126 | 640.8
3127 | 640.8
3128 | 640.8
3129 | 640.8
3130 | 640.8
3131 | 640.8
3132 | 640.8
3133 | 640.8
3134 | 640.8
3135 | 640.8
3136 | 640.8
3137 | 640.8
3138 | 640.8
3139 | 640.8
3140 | 640.8
3141 | 640.8
3142 | 640.8
3143 | 640.8
3144 | 640.8
3145 | 583.2
3146 | 583.2
3147 | 583.2
3148 | 583.2
3149 | 583.2
3150 | 583.2
3151 | 583.2
3152 | 583.2
3153 | 583.2
3154 | 583.2
3155 | 583.2
3156 | 583.2
3157 | 583.2
3158 | 583.2
3159 | 583.2
3160 | 583.2
3161 | 583.2
3162 | 583.2
3163 | 583.2
3164 | 583.2
3165 | 583.2
3166 | 583.2
3167 | 583.2
3168 | 583.2
3169 | 568.8
3170 | 568.8
3171 | 568.8
3172 | 568.8
3173 | 568.8
3174 | 568.8
3175 | 568.8
3176 | 568.8
3177 | 568.8
3178 | 568.8
3179 | 568.8
3180 | 568.8
3181 | 568.8
3182 | 568.8
3183 | 568.8
3184 | 568.8
3185 | 568.8
3186 | 568.8
3187 | 568.8
3188 | 568.8
3189 | 568.8
3190 | 568.8
3191 | 568.8
3192 | 568.8
3193 | 554.4
3194 | 554.4
3195 | 554.4
3196 | 554.4
3197 | 554.4
3198 | 554.4
3199 | 554.4
3200 | 554.4
3201 | 554.4
3202 | 554.4
3203 | 554.4
3204 | 554.4
3205 | 554.4
3206 | 554.4
3207 | 554.4
3208 | 554.4
3209 | 554.4
3210 | 554.4
3211 | 554.4
3212 | 554.4
3213 | 554.4
3214 | 554.4
3215 | 554.4
3216 | 554.4
3217 | 540
3218 | 540
3219 | 540
3220 | 540
3221 | 540
3222 | 540
3223 | 540
3224 | 540
3225 | 540
3226 | 540
3227 | 540
3228 | 540
3229 | 540
3230 | 540
3231 | 540
3232 | 540
3233 | 540
3234 | 540
3235 | 540
3236 | 540
3237 | 540
3238 | 540
3239 | 540
3240 | 540
3241 | 525.6
3242 | 525.6
3243 | 525.6
3244 | 525.6
3245 | 525.6
3246 | 525.6
3247 | 525.6
3248 | 525.6
3249 | 525.6
3250 | 525.6
3251 | 525.6
3252 | 525.6
3253 | 525.6
3254 | 525.6
3255 | 525.6
3256 | 525.6
3257 | 525.6
3258 | 525.6
3259 | 525.6
3260 | 525.6
3261 | 525.6
3262 | 525.6
3263 | 525.6
3264 | 525.6
3265 | 514.8
3266 | 514.8
3267 | 514.8
3268 | 514.8
3269 | 514.8
3270 | 514.8
3271 | 514.8
3272 | 514.8
3273 | 514.8
3274 | 514.8
3275 | 514.8
3276 | 514.8
3277 | 514.8
3278 | 514.8
3279 | 514.8
3280 | 514.8
3281 | 514.8
3282 | 514.8
3283 | 514.8
3284 | 514.8
3285 | 514.8
3286 | 514.8
3287 | 514.8
3288 | 514.8
3289 | 500.4
3290 | 500.4
3291 | 500.4
3292 | 500.4
3293 | 500.4
3294 | 500.4
3295 | 500.4
3296 | 500.4
3297 | 500.4
3298 | 500.4
3299 | 500.4
3300 | 500.4
3301 | 500.4
3302 | 500.4
3303 | 500.4
3304 | 500.4
3305 | 500.4
3306 | 500.4
3307 | 500.4
3308 | 500.4
3309 | 500.4
3310 | 500.4
3311 | 500.4
3312 | 500.4
3313 | 486
3314 | 486
3315 | 486
3316 | 486
3317 | 486
3318 | 486
3319 | 486
3320 | 486
3321 | 486
3322 | 486
3323 | 486
3324 | 486
3325 | 486
3326 | 486
3327 | 486
3328 | 486
3329 | 486
3330 | 486
3331 | 486
3332 | 486
3333 | 486
3334 | 486
3335 | 486
3336 | 486
3337 | 471.6
3338 | 471.6
3339 | 471.6
3340 | 471.6
3341 | 471.6
3342 | 471.6
3343 | 471.6
3344 | 471.6
3345 | 471.6
3346 | 471.6
3347 | 471.6
3348 | 471.6
3349 | 471.6
3350 | 471.6
3351 | 471.6
3352 | 471.6
3353 | 471.6
3354 | 471.6
3355 | 471.6
3356 | 471.6
3357 | 471.6
3358 | 471.6
3359 | 471.6
3360 | 471.6
3361 | 460.8
3362 | 460.8
3363 | 460.8
3364 | 460.8
3365 | 460.8
3366 | 460.8
3367 | 460.8
3368 | 460.8
3369 | 460.8
3370 | 460.8
3371 | 460.8
3372 | 460.8
3373 | 460.8
3374 | 460.8
3375 | 460.8
3376 | 460.8
3377 | 460.8
3378 | 460.8
3379 | 460.8
3380 | 460.8
3381 | 460.8
3382 | 460.8
3383 | 460.8
3384 | 460.8
3385 | 446.4
3386 | 446.4
3387 | 446.4
3388 | 446.4
3389 | 446.4
3390 | 446.4
3391 | 446.4
3392 | 446.4
3393 | 446.4
3394 | 446.4
3395 | 446.4
3396 | 446.4
3397 | 446.4
3398 | 446.4
3399 | 446.4
3400 | 446.4
3401 | 446.4
3402 | 446.4
3403 | 446.4
3404 | 446.4
3405 | 446.4
3406 | 446.4
3407 | 446.4
3408 | 446.4
3409 | 435.6
3410 | 435.6
3411 | 435.6
3412 | 435.6
3413 | 435.6
3414 | 435.6
3415 | 435.6
3416 | 435.6
3417 | 435.6
3418 | 435.6
3419 | 435.6
3420 | 435.6
3421 | 435.6
3422 | 435.6
3423 | 435.6
3424 | 435.6
3425 | 435.6
3426 | 435.6
3427 | 435.6
3428 | 435.6
3429 | 435.6
3430 | 435.6
3431 | 435.6
3432 | 435.6
3433 | 392.4
3434 | 392.4
3435 | 392.4
3436 | 392.4
3437 | 392.4
3438 | 392.4
3439 | 392.4
3440 | 392.4
3441 | 392.4
3442 | 392.4
3443 | 392.4
3444 | 392.4
3445 | 392.4
3446 | 392.4
3447 | 392.4
3448 | 392.4
3449 | 392.4
3450 | 392.4
3451 | 392.4
3452 | 392.4
3453 | 392.4
3454 | 392.4
3455 | 392.4
3456 | 392.4
3457 | 392.4
3458 | 392.4
3459 | 392.4
3460 | 392.4
3461 | 392.4
3462 | 392.4
3463 | 392.4
3464 | 392.4
3465 | 392.4
3466 | 392.4
3467 | 392.4
3468 | 392.4
3469 | 392.4
3470 | 392.4
3471 | 392.4
3472 | 392.4
3473 | 392.4
3474 | 392.4
3475 | 392.4
3476 | 392.4
3477 | 392.4
3478 | 392.4
3479 | 392.4
3480 | 392.4
3481 | 381.6
3482 | 381.6
3483 | 381.6
3484 | 381.6
3485 | 381.6
3486 | 381.6
3487 | 381.6
3488 | 381.6
3489 | 381.6
3490 | 381.6
3491 | 381.6
3492 | 381.6
3493 | 381.6
3494 | 381.6
3495 | 381.6
3496 | 381.6
3497 | 381.6
3498 | 381.6
3499 | 381.6
3500 | 381.6
3501 | 381.6
3502 | 381.6
3503 | 381.6
3504 | 381.6
3505 | 367.2
3506 | 367.2
3507 | 367.2
3508 | 367.2
3509 | 367.2
3510 | 367.2
3511 | 367.2
3512 | 367.2
3513 | 367.2
3514 | 367.2
3515 | 367.2
3516 | 367.2
3517 | 367.2
3518 | 367.2
3519 | 367.2
3520 | 367.2
3521 | 367.2
3522 | 367.2
3523 | 367.2
3524 | 367.2
3525 | 367.2
3526 | 367.2
3527 | 367.2
3528 | 367.2
3529 | 367.2
3530 | 367.2
3531 | 367.2
3532 | 367.2
3533 | 367.2
3534 | 367.2
3535 | 367.2
3536 | 367.2
3537 | 367.2
3538 | 367.2
3539 | 367.2
3540 | 367.2
3541 | 367.2
3542 | 367.2
3543 | 367.2
3544 | 367.2
3545 | 367.2
3546 | 367.2
3547 | 367.2
3548 | 367.2
3549 | 367.2
3550 | 367.2
3551 | 367.2
3552 | 367.2
3553 | 370.8
3554 | 370.8
3555 | 370.8
3556 | 370.8
3557 | 370.8
3558 | 370.8
3559 | 370.8
3560 | 370.8
3561 | 370.8
3562 | 370.8
3563 | 370.8
3564 | 370.8
3565 | 370.8
3566 | 370.8
3567 | 370.8
3568 | 370.8
3569 | 370.8
3570 | 370.8
3571 | 370.8
3572 | 370.8
3573 | 370.8
3574 | 370.8
3575 | 370.8
3576 | 370.8
3577 | 370.8
3578 | 370.8
3579 | 370.8
3580 | 370.8
3581 | 370.8
3582 | 370.8
3583 | 370.8
3584 | 370.8
3585 | 370.8
3586 | 370.8
3587 | 370.8
3588 | 370.8
3589 | 370.8
3590 | 370.8
3591 | 370.8
3592 | 370.8
3593 | 370.8
3594 | 370.8
3595 | 370.8
3596 | 370.8
3597 | 370.8
3598 | 370.8
3599 | 370.8
3600 | 370.8
3601 | 374.4
3602 | 374.4
3603 | 374.4
3604 | 374.4
3605 | 374.4
3606 | 374.4
3607 | 374.4
3608 | 374.4
3609 | 374.4
3610 | 374.4
3611 | 374.4
3612 | 374.4
3613 | 374.4
3614 | 374.4
3615 | 374.4
3616 | 374.4
3617 | 374.4
3618 | 374.4
3619 | 374.4
3620 | 374.4
3621 | 374.4
3622 | 374.4
3623 | 374.4
3624 | 374.4
3625 | 370.8
3626 | 370.8
3627 | 370.8
3628 | 370.8
3629 | 370.8
3630 | 370.8
3631 | 370.8
3632 | 370.8
3633 | 370.8
3634 | 370.8
3635 | 370.8
3636 | 370.8
3637 | 370.8
3638 | 370.8
3639 | 370.8
3640 | 370.8
3641 | 370.8
3642 | 370.8
3643 | 370.8
3644 | 370.8
3645 | 370.8
3646 | 370.8
3647 | 370.8
3648 | 370.8
3649 | 352.8
3650 | 352.8
3651 | 352.8
3652 | 352.8
3653 | 352.8
3654 | 352.8
3655 | 352.8
3656 | 352.8
3657 | 352.8
3658 | 352.8
3659 | 352.8
3660 | 352.8
3661 | 352.8
3662 | 352.8
3663 | 352.8
3664 | 352.8
3665 | 352.8
3666 | 352.8
3667 | 352.8
3668 | 352.8
3669 | 352.8
3670 | 352.8
3671 | 352.8
3672 | 352.8
3673 | 334.8
3674 | 334.8
3675 | 334.8
3676 | 334.8
3677 | 334.8
3678 | 334.8
3679 | 334.8
3680 | 334.8
3681 | 334.8
3682 | 334.8
3683 | 334.8
3684 | 334.8
3685 | 334.8
3686 | 334.8
3687 | 334.8
3688 | 334.8
3689 | 334.8
3690 | 334.8
3691 | 334.8
3692 | 334.8
3693 | 334.8
3694 | 334.8
3695 | 334.8
3696 | 334.8
3697 | 316.8
3698 | 316.8
3699 | 316.8
3700 | 316.8
3701 | 316.8
3702 | 316.8
3703 | 316.8
3704 | 316.8
3705 | 316.8
3706 | 316.8
3707 | 316.8
3708 | 316.8
3709 | 316.8
3710 | 316.8
3711 | 316.8
3712 | 316.8
3713 | 316.8
3714 | 316.8
3715 | 316.8
3716 | 316.8
3717 | 316.8
3718 | 316.8
3719 | 316.8
3720 | 316.8
3721 | 295.2
3722 | 295.2
3723 | 295.2
3724 | 295.2
3725 | 295.2
3726 | 295.2
3727 | 295.2
3728 | 295.2
3729 | 295.2
3730 | 295.2
3731 | 295.2
3732 | 295.2
3733 | 295.2
3734 | 295.2
3735 | 295.2
3736 | 295.2
3737 | 295.2
3738 | 295.2
3739 | 295.2
3740 | 295.2
3741 | 295.2
3742 | 295.2
3743 | 295.2
3744 | 295.2
3745 | 277.2
3746 | 277.2
3747 | 277.2
3748 | 277.2
3749 | 277.2
3750 | 277.2
3751 | 277.2
3752 | 277.2
3753 | 277.2
3754 | 277.2
3755 | 277.2
3756 | 277.2
3757 | 277.2
3758 | 277.2
3759 | 277.2
3760 | 277.2
3761 | 277.2
3762 | 277.2
3763 | 277.2
3764 | 277.2
3765 | 277.2
3766 | 277.2
3767 | 277.2
3768 | 277.2
3769 | 252
3770 | 252
3771 | 252
3772 | 252
3773 | 252
3774 | 252
3775 | 252
3776 | 252
3777 | 252
3778 | 252
3779 | 252
3780 | 252
3781 | 252
3782 | 252
3783 | 252
3784 | 252
3785 | 252
3786 | 252
3787 | 252
3788 | 252
3789 | 252
3790 | 252
3791 | 252
3792 | 252
3793 | 212.4
3794 | 212.4
3795 | 212.4
3796 | 212.4
3797 | 212.4
3798 | 212.4
3799 | 212.4
3800 | 212.4
3801 | 212.4
3802 | 212.4
3803 | 212.4
3804 | 212.4
3805 | 212.4
3806 | 212.4
3807 | 212.4
3808 | 212.4
3809 | 212.4
3810 | 212.4
3811 | 212.4
3812 | 212.4
3813 | 212.4
3814 | 212.4
3815 | 212.4
3816 | 212.4
3817 | 216
3818 | 216
3819 | 216
3820 | 216
3821 | 216
3822 | 216
3823 | 216
3824 | 216
3825 | 216
3826 | 216
3827 | 216
3828 | 216
3829 | 216
3830 | 216
3831 | 216
3832 | 216
3833 | 216
3834 | 216
3835 | 216
3836 | 216
3837 | 216
3838 | 216
3839 | 216
3840 | 216
3841 | 219.6
3842 | 219.6
3843 | 219.6
3844 | 219.6
3845 | 219.6
3846 | 219.6
3847 | 219.6
3848 | 219.6
3849 | 219.6
3850 | 219.6
3851 | 219.6
3852 | 219.6
3853 | 219.6
3854 | 219.6
3855 | 219.6
3856 | 219.6
3857 | 219.6
3858 | 219.6
3859 | 219.6
3860 | 219.6
3861 | 219.6
3862 | 219.6
3863 | 219.6
3864 | 219.6
3865 | 230.4
3866 | 230.4
3867 | 230.4
3868 | 230.4
3869 | 230.4
3870 | 230.4
3871 | 230.4
3872 | 230.4
3873 | 230.4
3874 | 230.4
3875 | 230.4
3876 | 230.4
3877 | 230.4
3878 | 230.4
3879 | 230.4
3880 | 230.4
3881 | 230.4
3882 | 230.4
3883 | 230.4
3884 | 230.4
3885 | 230.4
3886 | 230.4
3887 | 230.4
3888 | 230.4
3889 | 212.4
3890 | 212.4
3891 | 212.4
3892 | 212.4
3893 | 212.4
3894 | 212.4
3895 | 212.4
3896 | 212.4
3897 | 212.4
3898 | 212.4
3899 | 212.4
3900 | 212.4
3901 | 212.4
3902 | 212.4
3903 | 212.4
3904 | 212.4
3905 | 212.4
3906 | 212.4
3907 | 212.4
3908 | 212.4
3909 | 212.4
3910 | 212.4
3911 | 212.4
3912 | 212.4
3913 | 198
3914 | 198
3915 | 198
3916 | 198
3917 | 198
3918 | 198
3919 | 198
3920 | 198
3921 | 198
3922 | 198
3923 | 198
3924 | 198
3925 | 198
3926 | 198
3927 | 198
3928 | 198
3929 | 198
3930 | 198
3931 | 198
3932 | 198
3933 | 198
3934 | 198
3935 | 198
3936 | 198
3937 | 201.6
3938 | 201.6
3939 | 201.6
3940 | 201.6
3941 | 201.6
3942 | 201.6
3943 | 201.6
3944 | 201.6
3945 | 201.6
3946 | 201.6
3947 | 201.6
3948 | 201.6
3949 | 201.6
3950 | 201.6
3951 | 201.6
3952 | 201.6
3953 | 201.6
3954 | 201.6
3955 | 201.6
3956 | 201.6
3957 | 201.6
3958 | 201.6
3959 | 201.6
3960 | 201.6
3961 | 205.2
3962 | 205.2
3963 | 205.2
3964 | 205.2
3965 | 205.2
3966 | 205.2
3967 | 205.2
3968 | 205.2
3969 | 205.2
3970 | 205.2
3971 | 205.2
3972 | 205.2
3973 | 205.2
3974 | 205.2
3975 | 205.2
3976 | 205.2
3977 | 205.2
3978 | 205.2
3979 | 205.2
3980 | 205.2
3981 | 205.2
3982 | 205.2
3983 | 205.2
3984 | 205.2
3985 | 172.8
3986 | 172.8
3987 | 172.8
3988 | 172.8
3989 | 172.8
3990 | 172.8
3991 | 172.8
3992 | 172.8
3993 | 172.8
3994 | 172.8
3995 | 172.8
3996 | 172.8
3997 | 172.8
3998 | 172.8
3999 | 172.8
4000 | 172.8
4001 | 172.8
4002 | 172.8
4003 | 172.8
4004 | 172.8
4005 | 172.8
4006 | 172.8
4007 | 172.8
4008 | 172.8
4009 | 172.8
4010 | 172.8
4011 | 172.8
4012 | 172.8
4013 | 172.8
4014 | 172.8
4015 | 172.8
4016 | 172.8
4017 | 172.8
4018 | 172.8
4019 | 172.8
4020 | 172.8
4021 | 172.8
4022 | 172.8
4023 | 172.8
4024 | 172.8
4025 | 172.8
4026 | 172.8
4027 | 172.8
4028 | 172.8
4029 | 172.8
4030 | 172.8
4031 | 172.8
4032 | 172.8
4033 | 169.2
4034 | 169.2
4035 | 169.2
4036 | 169.2
4037 | 169.2
4038 | 169.2
4039 | 169.2
4040 | 169.2
4041 | 169.2
4042 | 169.2
4043 | 169.2
4044 | 169.2
4045 | 169.2
4046 | 169.2
4047 | 169.2
4048 | 169.2
4049 | 169.2
4050 | 169.2
4051 | 169.2
4052 | 169.2
4053 | 169.2
4054 | 169.2
4055 | 169.2
4056 | 169.2
4057 | 169.2
4058 | 169.2
4059 | 169.2
4060 | 169.2
4061 | 169.2
4062 | 169.2
4063 | 169.2
4064 | 169.2
4065 | 169.2
4066 | 169.2
4067 | 169.2
4068 | 169.2
4069 | 169.2
4070 | 169.2
4071 | 169.2
4072 | 169.2
4073 | 169.2
4074 | 169.2
4075 | 169.2
4076 | 169.2
4077 | 169.2
4078 | 169.2
4079 | 169.2
4080 | 169.2
4081 | 169.2
4082 | 169.2
4083 | 169.2
4084 | 169.2
4085 | 169.2
4086 | 169.2
4087 | 169.2
4088 | 169.2
4089 | 169.2
4090 | 169.2
4091 | 169.2
4092 | 169.2
4093 | 169.2
4094 | 169.2
4095 | 169.2
4096 | 169.2
4097 | 169.2
4098 | 169.2
4099 | 169.2
4100 | 169.2
4101 | 169.2
4102 | 169.2
4103 | 169.2
4104 | 169.2
4105 | 165.6
4106 | 165.6
4107 | 165.6
4108 | 165.6
4109 | 165.6
4110 | 165.6
4111 | 165.6
4112 | 165.6
4113 | 165.6
4114 | 165.6
4115 | 165.6
4116 | 165.6
4117 | 165.6
4118 | 165.6
4119 | 165.6
4120 | 165.6
4121 | 165.6
4122 | 165.6
4123 | 165.6
4124 | 165.6
4125 | 165.6
4126 | 165.6
4127 | 165.6
4128 | 165.6
4129 | 162
4130 | 162
4131 | 162
4132 | 162
4133 | 162
4134 | 162
4135 | 162
4136 | 162
4137 | 162
4138 | 162
4139 | 162
4140 | 162
4141 | 162
4142 | 162
4143 | 162
4144 | 162
4145 | 162
4146 | 162
4147 | 162
4148 | 162
4149 | 162
4150 | 162
4151 | 162
4152 | 162
4153 | 158.4
4154 | 158.4
4155 | 158.4
4156 | 158.4
4157 | 158.4
4158 | 158.4
4159 | 158.4
4160 | 158.4
4161 | 158.4
4162 | 158.4
4163 | 158.4
4164 | 158.4
4165 | 158.4
4166 | 158.4
4167 | 158.4
4168 | 158.4
4169 | 158.4
4170 | 158.4
4171 | 158.4
4172 | 158.4
4173 | 158.4
4174 | 158.4
4175 | 158.4
4176 | 158.4
4177 | 151.2
4178 | 151.2
4179 | 151.2
4180 | 151.2
4181 | 151.2
4182 | 151.2
4183 | 151.2
4184 | 151.2
4185 | 151.2
4186 | 151.2
4187 | 151.2
4188 | 151.2
4189 | 151.2
4190 | 151.2
4191 | 151.2
4192 | 151.2
4193 | 151.2
4194 | 151.2
4195 | 151.2
4196 | 151.2
4197 | 151.2
4198 | 151.2
4199 | 151.2
4200 | 151.2
4201 | 144
4202 | 144
4203 | 144
4204 | 144
4205 | 144
4206 | 144
4207 | 144
4208 | 144
4209 | 144
4210 | 144
4211 | 144
4212 | 144
4213 | 144
4214 | 144
4215 | 144
4216 | 144
4217 | 144
4218 | 144
4219 | 144
4220 | 144
4221 | 144
4222 | 144
4223 | 144
4224 | 144
4225 | 136.8
4226 | 136.8
4227 | 136.8
4228 | 136.8
4229 | 136.8
4230 | 136.8
4231 | 136.8
4232 | 136.8
4233 | 136.8
4234 | 136.8
4235 | 136.8
4236 | 136.8
4237 | 136.8
4238 | 136.8
4239 | 136.8
4240 | 136.8
4241 | 136.8
4242 | 136.8
4243 | 136.8
4244 | 136.8
4245 | 136.8
4246 | 136.8
4247 | 136.8
4248 | 136.8
4249 | 133.2
4250 | 133.2
4251 | 133.2
4252 | 133.2
4253 | 133.2
4254 | 133.2
4255 | 133.2
4256 | 133.2
4257 | 133.2
4258 | 133.2
4259 | 133.2
4260 | 133.2
4261 | 133.2
4262 | 133.2
4263 | 133.2
4264 | 133.2
4265 | 133.2
4266 | 133.2
4267 | 133.2
4268 | 133.2
4269 | 133.2
4270 | 133.2
4271 | 133.2
4272 | 133.2
4273 | 126
4274 | 126
4275 | 126
4276 | 126
4277 | 126
4278 | 126
4279 | 126
4280 | 126
4281 | 126
4282 | 126
4283 | 126
4284 | 126
4285 | 126
4286 | 126
4287 | 126
4288 | 126
4289 | 126
4290 | 126
4291 | 126
4292 | 126
4293 | 126
4294 | 126
4295 | 126
4296 | 126
4297 | 118.8
4298 | 118.8
4299 | 118.8
4300 | 118.8
4301 | 118.8
4302 | 118.8
4303 | 118.8
4304 | 118.8
4305 | 118.8
4306 | 118.8
4307 | 118.8
4308 | 118.8
4309 | 118.8
4310 | 118.8
4311 | 118.8
4312 | 118.8
4313 | 118.8
4314 | 118.8
4315 | 118.8
4316 | 118.8
4317 | 118.8
4318 | 118.8
4319 | 118.8
4320 | 118.8
4321 | 115.2
4322 | 115.2
4323 | 115.2
4324 | 115.2
4325 | 115.2
4326 | 115.2
4327 | 115.2
4328 | 115.2
4329 | 115.2
4330 | 115.2
4331 | 115.2
4332 | 115.2
4333 | 115.2
4334 | 115.2
4335 | 115.2
4336 | 115.2
4337 | 115.2
4338 | 115.2
4339 | 115.2
4340 | 115.2
4341 | 115.2
4342 | 115.2
4343 | 115.2
4344 | 115.2
4345 | 108
4346 | 108
4347 | 108
4348 | 108
4349 | 108
4350 | 108
4351 | 108
4352 | 108
4353 | 108
4354 | 108
4355 | 108
4356 | 108
4357 | 108
4358 | 108
4359 | 108
4360 | 108
4361 | 108
4362 | 108
4363 | 108
4364 | 108
4365 | 108
4366 | 108
4367 | 108
4368 | 108
4369 | 104.4
4370 | 104.4
4371 | 104.4
4372 | 104.4
4373 | 104.4
4374 | 104.4
4375 | 104.4
4376 | 104.4
4377 | 104.4
4378 | 104.4
4379 | 104.4
4380 | 104.4
4381 | 104.4
4382 | 104.4
4383 | 104.4
4384 | 104.4
4385 | 104.4
4386 | 104.4
4387 | 104.4
4388 | 104.4
4389 | 104.4
4390 | 104.4
4391 | 104.4
4392 | 104.4
4393 | 97.2
4394 | 97.2
4395 | 97.2
4396 | 97.2
4397 | 97.2
4398 | 97.2
4399 | 97.2
4400 | 97.2
4401 | 97.2
4402 | 97.2
4403 | 97.2
4404 | 97.2
4405 | 97.2
4406 | 97.2
4407 | 97.2
4408 | 97.2
4409 | 97.2
4410 | 97.2
4411 | 97.2
4412 | 97.2
4413 | 97.2
4414 | 97.2
4415 | 97.2
4416 | 97.2
4417 | 90
4418 | 90
4419 | 90
4420 | 90
4421 | 90
4422 | 90
4423 | 90
4424 | 90
4425 | 90
4426 | 90
4427 | 90
4428 | 90
4429 | 90
4430 | 90
4431 | 90
4432 | 90
4433 | 90
4434 | 90
4435 | 90
4436 | 90
4437 | 90
4438 | 90
4439 | 90
4440 | 90
4441 | 86.4
4442 | 86.4
4443 | 86.4
4444 | 86.4
4445 | 86.4
4446 | 86.4
4447 | 86.4
4448 | 86.4
4449 | 86.4
4450 | 86.4
4451 | 86.4
4452 | 86.4
4453 | 86.4
4454 | 86.4
4455 | 86.4
4456 | 86.4
4457 | 86.4
4458 | 86.4
4459 | 86.4
4460 | 86.4
4461 | 86.4
4462 | 86.4
4463 | 86.4
4464 | 86.4
4465 | 82.8
4466 | 82.8
4467 | 82.8
4468 | 82.8
4469 | 82.8
4470 | 82.8
4471 | 82.8
4472 | 82.8
4473 | 82.8
4474 | 82.8
4475 | 82.8
4476 | 82.8
4477 | 82.8
4478 | 82.8
4479 | 82.8
4480 | 82.8
4481 | 82.8
4482 | 82.8
4483 | 82.8
4484 | 82.8
4485 | 82.8
4486 | 82.8
4487 | 82.8
4488 | 82.8
4489 | 82.8
4490 | 82.8
4491 | 82.8
4492 | 82.8
4493 | 82.8
4494 | 82.8
4495 | 82.8
4496 | 82.8
4497 | 82.8
4498 | 82.8
4499 | 82.8
4500 | 82.8
4501 | 82.8
4502 | 82.8
4503 | 82.8
4504 | 82.8
4505 | 82.8
4506 | 82.8
4507 | 82.8
4508 | 82.8
4509 | 82.8
4510 | 82.8
4511 | 82.8
4512 | 82.8
4513 | 82.8
4514 | 82.8
4515 | 82.8
4516 | 82.8
4517 | 82.8
4518 | 82.8
4519 | 82.8
4520 | 82.8
4521 | 82.8
4522 | 82.8
4523 | 82.8
4524 | 82.8
4525 | 82.8
4526 | 82.8
4527 | 82.8
4528 | 82.8
4529 | 82.8
4530 | 82.8
4531 | 82.8
4532 | 82.8
4533 | 82.8
4534 | 82.8
4535 | 82.8
4536 | 82.8
4537 | 82.8
4538 | 82.8
4539 | 82.8
4540 | 82.8
4541 | 82.8
4542 | 82.8
4543 | 82.8
4544 | 82.8
4545 | 82.8
4546 | 82.8
4547 | 82.8
4548 | 82.8
4549 | 82.8
4550 | 82.8
4551 | 82.8
4552 | 82.8
4553 | 82.8
4554 | 82.8
4555 | 82.8
4556 | 82.8
4557 | 82.8
4558 | 82.8
4559 | 82.8
4560 | 82.8
4561 | 82.8
4562 | 82.8
4563 | 82.8
4564 | 82.8
4565 | 82.8
4566 | 82.8
4567 | 82.8
4568 | 82.8
4569 | 82.8
4570 | 82.8
4571 | 82.8
4572 | 82.8
4573 | 82.8
4574 | 82.8
4575 | 82.8
4576 | 82.8
4577 | 82.8
4578 | 82.8
4579 | 82.8
4580 | 82.8
4581 | 82.8
4582 | 82.8
4583 | 82.8
4584 | 82.8
4585 | 82.8
4586 | 82.8
4587 | 82.8
4588 | 82.8
4589 | 82.8
4590 | 82.8
4591 | 82.8
4592 | 82.8
4593 | 82.8
4594 | 82.8
4595 | 82.8
4596 | 82.8
4597 | 82.8
4598 | 82.8
4599 | 82.8
4600 | 82.8
4601 | 82.8
4602 | 82.8
4603 | 82.8
4604 | 82.8
4605 | 82.8
4606 | 82.8
4607 | 82.8
4608 | 82.8
4609 | 82.8
4610 | 82.8
4611 | 82.8
4612 | 82.8
4613 | 82.8
4614 | 82.8
4615 | 82.8
4616 | 82.8
4617 | 82.8
4618 | 82.8
4619 | 82.8
4620 | 82.8
4621 | 82.8
4622 | 82.8
4623 | 82.8
4624 | 82.8
4625 | 82.8
4626 | 82.8
4627 | 82.8
4628 | 82.8
4629 | 82.8
4630 | 82.8
4631 | 82.8
4632 | 82.8
4633 | 79.2
4634 | 79.2
4635 | 79.2
4636 | 79.2
4637 | 79.2
4638 | 79.2
4639 | 79.2
4640 | 79.2
4641 | 79.2
4642 | 79.2
4643 | 79.2
4644 | 79.2
4645 | 79.2
4646 | 79.2
4647 | 79.2
4648 | 79.2
4649 | 79.2
4650 | 79.2
4651 | 79.2
4652 | 79.2
4653 | 79.2
4654 | 79.2
4655 | 79.2
4656 | 79.2
4657 | 75.6
4658 | 75.6
4659 | 75.6
4660 | 75.6
4661 | 75.6
4662 | 75.6
4663 | 75.6
4664 | 75.6
4665 | 75.6
4666 | 75.6
4667 | 75.6
4668 | 75.6
4669 | 75.6
4670 | 75.6
4671 | 75.6
4672 | 75.6
4673 | 75.6
4674 | 75.6
4675 | 75.6
4676 | 75.6
4677 | 75.6
4678 | 75.6
4679 | 75.6
4680 | 75.6
4681 | 68.4
4682 | 68.4
4683 | 68.4
4684 | 68.4
4685 | 68.4
4686 | 68.4
4687 | 68.4
4688 | 68.4
4689 | 68.4
4690 | 68.4
4691 | 68.4
4692 | 68.4
4693 | 68.4
4694 | 68.4
4695 | 68.4
4696 | 68.4
4697 | 68.4
4698 | 68.4
4699 | 68.4
4700 | 68.4
4701 | 68.4
4702 | 68.4
4703 | 68.4
4704 | 68.4
4705 | 64.8
4706 | 64.8
4707 | 64.8
4708 | 64.8
4709 | 64.8
4710 | 64.8
4711 | 64.8
4712 | 64.8
4713 | 64.8
4714 | 64.8
4715 | 64.8
4716 | 64.8
4717 | 64.8
4718 | 64.8
4719 | 64.8
4720 | 64.8
4721 | 64.8
4722 | 64.8
4723 | 64.8
4724 | 64.8
4725 | 64.8
4726 | 64.8
4727 | 64.8
4728 | 64.8
4729 | 61.2
4730 | 61.2
4731 | 61.2
4732 | 61.2
4733 | 61.2
4734 | 61.2
4735 | 61.2
4736 | 61.2
4737 | 61.2
4738 | 61.2
4739 | 61.2
4740 | 61.2
4741 | 61.2
4742 | 61.2
4743 | 61.2
4744 | 61.2
4745 | 61.2
4746 | 61.2
4747 | 61.2
4748 | 61.2
4749 | 61.2
4750 | 61.2
4751 | 61.2
4752 | 61.2
4753 | 54
4754 | 54
4755 | 54
4756 | 54
4757 | 54
4758 | 54
4759 | 54
4760 | 54
4761 | 54
4762 | 54
4763 | 54
4764 | 54
4765 | 54
4766 | 54
4767 | 54
4768 | 54
4769 | 54
4770 | 54
4771 | 54
4772 | 54
4773 | 54
4774 | 54
4775 | 54
4776 | 54
4777 | 50.4
4778 | 50.4
4779 | 50.4
4780 | 50.4
4781 | 50.4
4782 | 50.4
4783 | 50.4
4784 | 50.4
4785 | 50.4
4786 | 50.4
4787 | 50.4
4788 | 50.4
4789 | 50.4
4790 | 50.4
4791 | 50.4
4792 | 50.4
4793 | 50.4
4794 | 50.4
4795 | 50.4
4796 | 50.4
4797 | 50.4
4798 | 50.4
4799 | 50.4
4800 | 50.4
4801 | 46.8
4802 | 46.8
4803 | 46.8
4804 | 46.8
4805 | 46.8
4806 | 46.8
4807 | 46.8
4808 | 46.8
4809 | 46.8
4810 | 46.8
4811 | 46.8
4812 | 46.8
4813 | 46.8
4814 | 46.8
4815 | 46.8
4816 | 46.8
4817 | 46.8
4818 | 46.8
4819 | 46.8
4820 | 46.8
4821 | 46.8
4822 | 46.8
4823 | 46.8
4824 | 46.8
4825 | 39.6
4826 | 39.6
4827 | 39.6
4828 | 39.6
4829 | 39.6
4830 | 39.6
4831 | 39.6
4832 | 39.6
4833 | 39.6
4834 | 39.6
4835 | 39.6
4836 | 39.6
4837 | 39.6
4838 | 39.6
4839 | 39.6
4840 | 39.6
4841 | 39.6
4842 | 39.6
4843 | 39.6
4844 | 39.6
4845 | 39.6
4846 | 39.6
4847 | 39.6
4848 | 39.6
4849 | 36
4850 | 36
4851 | 36
4852 | 36
4853 | 36
4854 | 36
4855 | 36
4856 | 36
4857 | 36
4858 | 36
4859 | 36
4860 | 36
4861 | 36
4862 | 36
4863 | 36
4864 | 36
4865 | 36
4866 | 36
4867 | 36
4868 | 36
4869 | 36
4870 | 36
4871 | 36
4872 | 36
4873 | 28.8
4874 | 28.8
4875 | 28.8
4876 | 28.8
4877 | 28.8
4878 | 28.8
4879 | 28.8
4880 | 28.8
4881 | 28.8
4882 | 28.8
4883 | 28.8
4884 | 28.8
4885 | 28.8
4886 | 28.8
4887 | 28.8
4888 | 28.8
4889 | 28.8
4890 | 28.8
4891 | 28.8
4892 | 28.8
4893 | 28.8
4894 | 28.8
4895 | 28.8
4896 | 28.8
4897 | 43.2
4898 | 43.2
4899 | 43.2
4900 | 43.2
4901 | 43.2
4902 | 43.2
4903 | 43.2
4904 | 43.2
4905 | 43.2
4906 | 43.2
4907 | 43.2
4908 | 43.2
4909 | 43.2
4910 | 43.2
4911 | 43.2
4912 | 43.2
4913 | 43.2
4914 | 43.2
4915 | 43.2
4916 | 43.2
4917 | 43.2
4918 | 43.2
4919 | 43.2
4920 | 43.2
4921 | 46.8
4922 | 46.8
4923 | 46.8
4924 | 46.8
4925 | 46.8
4926 | 46.8
4927 | 46.8
4928 | 46.8
4929 | 46.8
4930 | 46.8
4931 | 46.8
4932 | 46.8
4933 | 46.8
4934 | 46.8
4935 | 46.8
4936 | 46.8
4937 | 46.8
4938 | 46.8
4939 | 46.8
4940 | 46.8
4941 | 46.8
4942 | 46.8
4943 | 46.8
4944 | 46.8
4945 | 36
4946 | 36
4947 | 36
4948 | 36
4949 | 36
4950 | 36
4951 | 36
4952 | 36
4953 | 36
4954 | 36
4955 | 36
4956 | 36
4957 | 36
4958 | 36
4959 | 36
4960 | 36
4961 | 36
4962 | 36
4963 | 36
4964 | 36
4965 | 36
4966 | 36
4967 | 36
4968 | 36
4969 | 46.8
4970 | 46.8
4971 | 46.8
4972 | 46.8
4973 | 46.8
4974 | 46.8
4975 | 46.8
4976 | 46.8
4977 | 46.8
4978 | 46.8
4979 | 46.8
4980 | 46.8
4981 | 46.8
4982 | 46.8
4983 | 46.8
4984 | 46.8
4985 | 46.8
4986 | 46.8
4987 | 46.8
4988 | 46.8
4989 | 46.8
4990 | 46.8
4991 | 46.8
4992 | 46.8
4993 | 108
4994 | 108
4995 | 108
4996 | 108
4997 | 108
4998 | 108
4999 | 108
5000 | 108
5001 | 108
5002 | 108
5003 | 108
5004 | 108
5005 | 108
5006 | 108
5007 | 108
5008 | 108
5009 | 108
5010 | 108
5011 | 108
5012 | 108
5013 | 108
5014 | 108
5015 | 108
5016 | 108
5017 | 111.6
5018 | 111.6
5019 | 111.6
5020 | 111.6
5021 | 111.6
5022 | 111.6
5023 | 111.6
5024 | 111.6
5025 | 111.6
5026 | 111.6
5027 | 111.6
5028 | 111.6
5029 | 111.6
5030 | 111.6
5031 | 111.6
5032 | 111.6
5033 | 111.6
5034 | 111.6
5035 | 111.6
5036 | 111.6
5037 | 111.6
5038 | 111.6
5039 | 111.6
5040 | 111.6
5041 | 97.2
5042 | 97.2
5043 | 97.2
5044 | 97.2
5045 | 97.2
5046 | 97.2
5047 | 97.2
5048 | 97.2
5049 | 97.2
5050 | 97.2
5051 | 97.2
5052 | 97.2
5053 | 97.2
5054 | 97.2
5055 | 97.2
5056 | 97.2
5057 | 97.2
5058 | 97.2
5059 | 97.2
5060 | 97.2
5061 | 97.2
5062 | 97.2
5063 | 97.2
5064 | 97.2
5065 | 82.8
5066 | 82.8
5067 | 82.8
5068 | 82.8
5069 | 82.8
5070 | 82.8
5071 | 82.8
5072 | 82.8
5073 | 82.8
5074 | 82.8
5075 | 82.8
5076 | 82.8
5077 | 82.8
5078 | 82.8
5079 | 82.8
5080 | 82.8
5081 | 82.8
5082 | 82.8
5083 | 82.8
5084 | 82.8
5085 | 82.8
5086 | 82.8
5087 | 82.8
5088 | 82.8
5089 | 93.6
5090 | 93.6
5091 | 93.6
5092 | 93.6
5093 | 93.6
5094 | 93.6
5095 | 93.6
5096 | 93.6
5097 | 93.6
5098 | 93.6
5099 | 93.6
5100 | 93.6
5101 | 93.6
5102 | 93.6
5103 | 93.6
5104 | 93.6
5105 | 93.6
5106 | 93.6
5107 | 93.6
5108 | 93.6
5109 | 93.6
5110 | 93.6
5111 | 93.6
5112 | 93.6
5113 | 100.8
5114 | 100.8
5115 | 100.8
5116 | 100.8
5117 | 100.8
5118 | 100.8
5119 | 100.8
5120 | 100.8
5121 | 100.8
5122 | 100.8
5123 | 100.8
5124 | 100.8
5125 | 100.8
5126 | 100.8
5127 | 100.8
5128 | 100.8
5129 | 100.8
5130 | 100.8
5131 | 100.8
5132 | 100.8
5133 | 100.8
5134 | 100.8
5135 | 100.8
5136 | 100.8
5137 | 82.8
5138 | 82.8
5139 | 82.8
5140 | 82.8
5141 | 82.8
5142 | 82.8
5143 | 82.8
5144 | 82.8
5145 | 82.8
5146 | 82.8
5147 | 82.8
5148 | 82.8
5149 | 82.8
5150 | 82.8
5151 | 82.8
5152 | 82.8
5153 | 82.8
5154 | 82.8
5155 | 82.8
5156 | 82.8
5157 | 82.8
5158 | 82.8
5159 | 82.8
5160 | 82.8
5161 | 82.8
5162 | 82.8
5163 | 82.8
5164 | 82.8
5165 | 82.8
5166 | 82.8
5167 | 82.8
5168 | 82.8
5169 | 82.8
5170 | 82.8
5171 | 82.8
5172 | 82.8
5173 | 82.8
5174 | 82.8
5175 | 82.8
5176 | 82.8
5177 | 82.8
5178 | 82.8
5179 | 82.8
5180 | 82.8
5181 | 82.8
5182 | 82.8
5183 | 82.8
5184 | 82.8
5185 | 82.8
5186 | 82.8
5187 | 82.8
5188 | 82.8
5189 | 82.8
5190 | 82.8
5191 | 82.8
5192 | 82.8
5193 | 82.8
5194 | 82.8
5195 | 82.8
5196 | 82.8
5197 | 82.8
5198 | 82.8
5199 | 82.8
5200 | 82.8
5201 | 82.8
5202 | 82.8
5203 | 82.8
5204 | 82.8
5205 | 82.8
5206 | 82.8
5207 | 82.8
5208 | 82.8
5209 | 82.8
5210 | 82.8
5211 | 82.8
5212 | 82.8
5213 | 82.8
5214 | 82.8
5215 | 82.8
5216 | 82.8
5217 | 82.8
5218 | 82.8
5219 | 82.8
5220 | 82.8
5221 | 82.8
5222 | 82.8
5223 | 82.8
5224 | 82.8
5225 | 82.8
5226 | 82.8
5227 | 82.8
5228 | 82.8
5229 | 82.8
5230 | 82.8
5231 | 82.8
5232 | 82.8
5233 | 82.8
5234 | 82.8
5235 | 82.8
5236 | 82.8
5237 | 82.8
5238 | 82.8
5239 | 82.8
5240 | 82.8
5241 | 82.8
5242 | 82.8
5243 | 82.8
5244 | 82.8
5245 | 82.8
5246 | 82.8
5247 | 82.8
5248 | 82.8
5249 | 82.8
5250 | 82.8
5251 | 82.8
5252 | 82.8
5253 | 82.8
5254 | 82.8
5255 | 82.8
5256 | 82.8
5257 | 82.8
5258 | 82.8
5259 | 82.8
5260 | 82.8
5261 | 82.8
5262 | 82.8
5263 | 82.8
5264 | 82.8
5265 | 82.8
5266 | 82.8
5267 | 82.8
5268 | 82.8
5269 | 82.8
5270 | 82.8
5271 | 82.8
5272 | 82.8
5273 | 82.8
5274 | 82.8
5275 | 82.8
5276 | 82.8
5277 | 82.8
5278 | 82.8
5279 | 82.8
5280 | 82.8
5281 | 75.6
5282 | 75.6
5283 | 75.6
5284 | 75.6
5285 | 75.6
5286 | 75.6
5287 | 75.6
5288 | 75.6
5289 | 75.6
5290 | 75.6
5291 | 75.6
5292 | 75.6
5293 | 75.6
5294 | 75.6
5295 | 75.6
5296 | 75.6
5297 | 75.6
5298 | 75.6
5299 | 75.6
5300 | 75.6
5301 | 75.6
5302 | 75.6
5303 | 75.6
5304 | 75.6
5305 | 46.8
5306 | 46.8
5307 | 46.8
5308 | 46.8
5309 | 46.8
5310 | 46.8
5311 | 46.8
5312 | 46.8
5313 | 46.8
5314 | 46.8
5315 | 46.8
5316 | 46.8
5317 | 46.8
5318 | 46.8
5319 | 46.8
5320 | 46.8
5321 | 46.8
5322 | 46.8
5323 | 46.8
5324 | 46.8
5325 | 46.8
5326 | 46.8
5327 | 46.8
5328 | 46.8
5329 | 46.8
5330 | 46.8
5331 | 46.8
5332 | 46.8
5333 | 46.8
5334 | 46.8
5335 | 46.8
5336 | 46.8
5337 | 46.8
5338 | 46.8
5339 | 46.8
5340 | 46.8
5341 | 46.8
5342 | 46.8
5343 | 46.8
5344 | 46.8
5345 | 46.8
5346 | 46.8
5347 | 46.8
5348 | 46.8
5349 | 46.8
5350 | 46.8
5351 | 46.8
5352 | 46.8
5353 | 46.8
5354 | 46.8
5355 | 46.8
5356 | 46.8
5357 | 46.8
5358 | 46.8
5359 | 46.8
5360 | 46.8
5361 | 46.8
5362 | 46.8
5363 | 46.8
5364 | 46.8
5365 | 46.8
5366 | 46.8
5367 | 46.8
5368 | 46.8
5369 | 46.8
5370 | 46.8
5371 | 46.8
5372 | 46.8
5373 | 46.8
5374 | 46.8
5375 | 46.8
5376 | 46.8
5377 | 46.8
5378 | 46.8
5379 | 46.8
5380 | 46.8
5381 | 46.8
5382 | 46.8
5383 | 46.8
5384 | 46.8
5385 | 46.8
5386 | 46.8
5387 | 46.8
5388 | 46.8
5389 | 46.8
5390 | 46.8
5391 | 46.8
5392 | 46.8
5393 | 46.8
5394 | 46.8
5395 | 46.8
5396 | 46.8
5397 | 46.8
5398 | 46.8
5399 | 46.8
5400 | 46.8
5401 | 46.8
5402 | 46.8
5403 | 46.8
5404 | 46.8
5405 | 46.8
5406 | 46.8
5407 | 46.8
5408 | 46.8
5409 | 46.8
5410 | 46.8
5411 | 46.8
5412 | 46.8
5413 | 46.8
5414 | 46.8
5415 | 46.8
5416 | 46.8
5417 | 46.8
5418 | 46.8
5419 | 46.8
5420 | 46.8
5421 | 46.8
5422 | 46.8
5423 | 46.8
5424 | 46.8
5425 | 50.4
5426 | 50.4
5427 | 50.4
5428 | 50.4
5429 | 50.4
5430 | 50.4
5431 | 50.4
5432 | 50.4
5433 | 50.4
5434 | 50.4
5435 | 50.4
5436 | 50.4
5437 | 50.4
5438 | 50.4
5439 | 50.4
5440 | 50.4
5441 | 50.4
5442 | 50.4
5443 | 50.4
5444 | 50.4
5445 | 50.4
5446 | 50.4
5447 | 50.4
5448 | 50.4
5449 | 61.2
5450 | 61.2
5451 | 61.2
5452 | 61.2
5453 | 61.2
5454 | 61.2
5455 | 61.2
5456 | 61.2
5457 | 61.2
5458 | 61.2
5459 | 61.2
5460 | 61.2
5461 | 61.2
5462 | 61.2
5463 | 61.2
5464 | 61.2
5465 | 61.2
5466 | 61.2
5467 | 61.2
5468 | 61.2
5469 | 61.2
5470 | 61.2
5471 | 61.2
5472 | 61.2
5473 | 86.4
5474 | 86.4
5475 | 86.4
5476 | 86.4
5477 | 86.4
5478 | 86.4
5479 | 86.4
5480 | 86.4
5481 | 86.4
5482 | 86.4
5483 | 86.4
5484 | 86.4
5485 | 86.4
5486 | 86.4
5487 | 86.4
5488 | 86.4
5489 | 86.4
5490 | 86.4
5491 | 86.4
5492 | 86.4
5493 | 86.4
5494 | 86.4
5495 | 86.4
5496 | 86.4
5497 | 68.4
5498 | 68.4
5499 | 68.4
5500 | 68.4
5501 | 68.4
5502 | 68.4
5503 | 68.4
5504 | 68.4
5505 | 68.4
5506 | 68.4
5507 | 68.4
5508 | 68.4
5509 | 68.4
5510 | 68.4
5511 | 68.4
5512 | 68.4
5513 | 68.4
5514 | 68.4
5515 | 68.4
5516 | 68.4
5517 | 68.4
5518 | 68.4
5519 | 68.4
5520 | 68.4
5521 | 57.6
5522 | 57.6
5523 | 57.6
5524 | 57.6
5525 | 57.6
5526 | 57.6
5527 | 57.6
5528 | 57.6
5529 | 57.6
5530 | 57.6
5531 | 57.6
5532 | 57.6
5533 | 57.6
5534 | 57.6
5535 | 57.6
5536 | 57.6
5537 | 57.6
5538 | 57.6
5539 | 57.6
5540 | 57.6
5541 | 57.6
5542 | 57.6
5543 | 57.6
5544 | 57.6
5545 | 795.6
5546 | 795.6
5547 | 795.6
5548 | 795.6
5549 | 795.6
5550 | 795.6
5551 | 795.6
5552 | 795.6
5553 | 795.6
5554 | 795.6
5555 | 795.6
5556 | 795.6
5557 | 795.6
5558 | 795.6
5559 | 795.6
5560 | 795.6
5561 | 795.6
5562 | 795.6
5563 | 795.6
5564 | 795.6
5565 | 795.6
5566 | 795.6
5567 | 795.6
5568 | 795.6
5569 | 694.8
5570 | 694.8
5571 | 694.8
5572 | 694.8
5573 | 694.8
5574 | 694.8
5575 | 694.8
5576 | 694.8
5577 | 694.8
5578 | 694.8
5579 | 694.8
5580 | 694.8
5581 | 694.8
5582 | 694.8
5583 | 694.8
5584 | 694.8
5585 | 694.8
5586 | 694.8
5587 | 694.8
5588 | 694.8
5589 | 694.8
5590 | 694.8
5591 | 694.8
5592 | 694.8
5593 | 356.4
5594 | 356.4
5595 | 356.4
5596 | 356.4
5597 | 356.4
5598 | 356.4
5599 | 356.4
5600 | 356.4
5601 | 356.4
5602 | 356.4
5603 | 356.4
5604 | 356.4
5605 | 356.4
5606 | 356.4
5607 | 356.4
5608 | 356.4
5609 | 356.4
5610 | 356.4
5611 | 356.4
5612 | 356.4
5613 | 356.4
5614 | 356.4
5615 | 356.4
5616 | 356.4
5617 | 270
5618 | 270
5619 | 270
5620 | 270
5621 | 270
5622 | 270
5623 | 270
5624 | 270
5625 | 270
5626 | 270
5627 | 270
5628 | 270
5629 | 270
5630 | 270
5631 | 270
5632 | 270
5633 | 270
5634 | 270
5635 | 270
5636 | 270
5637 | 270
5638 | 270
5639 | 270
5640 | 270
5641 | 262.8
5642 | 262.8
5643 | 262.8
5644 | 262.8
5645 | 262.8
5646 | 262.8
5647 | 262.8
5648 | 262.8
5649 | 262.8
5650 | 262.8
5651 | 262.8
5652 | 262.8
5653 | 262.8
5654 | 262.8
5655 | 262.8
5656 | 262.8
5657 | 262.8
5658 | 262.8
5659 | 262.8
5660 | 262.8
5661 | 262.8
5662 | 262.8
5663 | 262.8
5664 | 262.8
5665 | 270
5666 | 270
5667 | 270
5668 | 270
5669 | 270
5670 | 270
5671 | 270
5672 | 270
5673 | 270
5674 | 270
5675 | 270
5676 | 270
5677 | 270
5678 | 270
5679 | 270
5680 | 270
5681 | 270
5682 | 270
5683 | 270
5684 | 270
5685 | 270
5686 | 270
5687 | 270
5688 | 270
5689 | 273.6
5690 | 273.6
5691 | 273.6
5692 | 273.6
5693 | 273.6
5694 | 273.6
5695 | 273.6
5696 | 273.6
5697 | 273.6
5698 | 273.6
5699 | 273.6
5700 | 273.6
5701 | 273.6
5702 | 273.6
5703 | 273.6
5704 | 273.6
5705 | 273.6
5706 | 273.6
5707 | 273.6
5708 | 273.6
5709 | 273.6
5710 | 273.6
5711 | 273.6
5712 | 273.6
5713 | 277.2
5714 | 277.2
5715 | 277.2
5716 | 277.2
5717 | 277.2
5718 | 277.2
5719 | 277.2
5720 | 277.2
5721 | 277.2
5722 | 277.2
5723 | 277.2
5724 | 277.2
5725 | 277.2
5726 | 277.2
5727 | 277.2
5728 | 277.2
5729 | 277.2
5730 | 277.2
5731 | 277.2
5732 | 277.2
5733 | 277.2
5734 | 277.2
5735 | 277.2
5736 | 277.2
5737 | 280.8
5738 | 280.8
5739 | 280.8
5740 | 280.8
5741 | 280.8
5742 | 280.8
5743 | 280.8
5744 | 280.8
5745 | 280.8
5746 | 280.8
5747 | 280.8
5748 | 280.8
5749 | 280.8
5750 | 280.8
5751 | 280.8
5752 | 280.8
5753 | 280.8
5754 | 280.8
5755 | 280.8
5756 | 280.8
5757 | 280.8
5758 | 280.8
5759 | 280.8
5760 | 280.8
5761 | 288
5762 | 288
5763 | 288
5764 | 288
5765 | 288
5766 | 288
5767 | 288
5768 | 288
5769 | 288
5770 | 288
5771 | 288
5772 | 288
5773 | 288
5774 | 288
5775 | 288
5776 | 288
5777 | 288
5778 | 288
5779 | 288
5780 | 288
5781 | 288
5782 | 288
5783 | 288
5784 | 288
5785 | 342
5786 | 342
5787 | 342
5788 | 342
5789 | 342
5790 | 342
5791 | 342
5792 | 342
5793 | 342
5794 | 342
5795 | 342
5796 | 342
5797 | 342
5798 | 342
5799 | 342
5800 | 342
5801 | 342
5802 | 342
5803 | 342
5804 | 342
5805 | 342
5806 | 342
5807 | 342
5808 | 342
5809 | 360
5810 | 360
5811 | 360
5812 | 360
5813 | 360
5814 | 360
5815 | 360
5816 | 360
5817 | 360
5818 | 360
5819 | 360
5820 | 360
5821 | 360
5822 | 360
5823 | 360
5824 | 360
5825 | 360
5826 | 360
5827 | 360
5828 | 360
5829 | 360
5830 | 360
5831 | 360
5832 | 360
5833 | 338.4
5834 | 338.4
5835 | 338.4
5836 | 338.4
5837 | 338.4
5838 | 338.4
5839 | 338.4
5840 | 338.4
5841 | 338.4
5842 | 338.4
5843 | 338.4
5844 | 338.4
5845 | 338.4
5846 | 338.4
5847 | 338.4
5848 | 338.4
5849 | 338.4
5850 | 338.4
5851 | 338.4
5852 | 338.4
5853 | 338.4
5854 | 338.4
5855 | 338.4
5856 | 338.4
5857 | 316.8
5858 | 316.8
5859 | 316.8
5860 | 316.8
5861 | 316.8
5862 | 316.8
5863 | 316.8
5864 | 316.8
5865 | 316.8
5866 | 316.8
5867 | 316.8
5868 | 316.8
5869 | 316.8
5870 | 316.8
5871 | 316.8
5872 | 316.8
5873 | 316.8
5874 | 316.8
5875 | 316.8
5876 | 316.8
5877 | 316.8
5878 | 316.8
5879 | 316.8
5880 | 316.8
5881 | 313.2
5882 | 313.2
5883 | 313.2
5884 | 313.2
5885 | 313.2
5886 | 313.2
5887 | 313.2
5888 | 313.2
5889 | 313.2
5890 | 313.2
5891 | 313.2
5892 | 313.2
5893 | 313.2
5894 | 313.2
5895 | 313.2
5896 | 313.2
5897 | 313.2
5898 | 313.2
5899 | 313.2
5900 | 313.2
5901 | 313.2
5902 | 313.2
5903 | 313.2
5904 | 313.2
5905 | 270
5906 | 270
5907 | 270
5908 | 270
5909 | 270
5910 | 270
5911 | 270
5912 | 270
5913 | 270
5914 | 270
5915 | 270
5916 | 270
5917 | 270
5918 | 270
5919 | 270
5920 | 270
5921 | 270
5922 | 270
5923 | 270
5924 | 270
5925 | 270
5926 | 270
5927 | 270
5928 | 270
5929 | 208.8
5930 | 208.8
5931 | 208.8
5932 | 208.8
5933 | 208.8
5934 | 208.8
5935 | 208.8
5936 | 208.8
5937 | 208.8
5938 | 208.8
5939 | 208.8
5940 | 208.8
5941 | 208.8
5942 | 208.8
5943 | 208.8
5944 | 208.8
5945 | 208.8
5946 | 208.8
5947 | 208.8
5948 | 208.8
5949 | 208.8
5950 | 208.8
5951 | 208.8
5952 | 208.8
5953 | 183.6
5954 | 183.6
5955 | 183.6
5956 | 183.6
5957 | 183.6
5958 | 183.6
5959 | 183.6
5960 | 183.6
5961 | 183.6
5962 | 183.6
5963 | 183.6
5964 | 183.6
5965 | 183.6
5966 | 183.6
5967 | 183.6
5968 | 183.6
5969 | 183.6
5970 | 183.6
5971 | 183.6
5972 | 183.6
5973 | 183.6
5974 | 183.6
5975 | 183.6
5976 | 183.6
5977 | 158.4
5978 | 158.4
5979 | 158.4
5980 | 158.4
5981 | 158.4
5982 | 158.4
5983 | 158.4
5984 | 158.4
5985 | 158.4
5986 | 158.4
5987 | 158.4
5988 | 158.4
5989 | 158.4
5990 | 158.4
5991 | 158.4
5992 | 158.4
5993 | 158.4
5994 | 158.4
5995 | 158.4
5996 | 158.4
5997 | 158.4
5998 | 158.4
5999 | 158.4
6000 | 158.4
6001 | 129.6
6002 | 129.6
6003 | 129.6
6004 | 129.6
6005 | 129.6
6006 | 129.6
6007 | 129.6
6008 | 129.6
6009 | 129.6
6010 | 129.6
6011 | 129.6
6012 | 129.6
6013 | 129.6
6014 | 129.6
6015 | 129.6
6016 | 129.6
6017 | 129.6
6018 | 129.6
6019 | 129.6
6020 | 129.6
6021 | 129.6
6022 | 129.6
6023 | 129.6
6024 | 129.6
6025 | 122.4
6026 | 122.4
6027 | 122.4
6028 | 122.4
6029 | 122.4
6030 | 122.4
6031 | 122.4
6032 | 122.4
6033 | 122.4
6034 | 122.4
6035 | 122.4
6036 | 122.4
6037 | 122.4
6038 | 122.4
6039 | 122.4
6040 | 122.4
6041 | 122.4
6042 | 122.4
6043 | 122.4
6044 | 122.4
6045 | 122.4
6046 | 122.4
6047 | 122.4
6048 | 122.4
6049 | 108
6050 | 108
6051 | 108
6052 | 108
6053 | 108
6054 | 108
6055 | 108
6056 | 108
6057 | 108
6058 | 108
6059 | 108
6060 | 108
6061 | 108
6062 | 108
6063 | 108
6064 | 108
6065 | 108
6066 | 108
6067 | 108
6068 | 108
6069 | 108
6070 | 108
6071 | 108
6072 | 108
6073 | 86.4
6074 | 86.4
6075 | 86.4
6076 | 86.4
6077 | 86.4
6078 | 86.4
6079 | 86.4
6080 | 86.4
6081 | 86.4
6082 | 86.4
6083 | 86.4
6084 | 86.4
6085 | 86.4
6086 | 86.4
6087 | 86.4
6088 | 86.4
6089 | 86.4
6090 | 86.4
6091 | 86.4
6092 | 86.4
6093 | 86.4
6094 | 86.4
6095 | 86.4
6096 | 86.4
6097 | 86.4
6098 | 86.4
6099 | 86.4
6100 | 86.4
6101 | 86.4
6102 | 86.4
6103 | 86.4
6104 | 86.4
6105 | 86.4
6106 | 86.4
6107 | 86.4
6108 | 86.4
6109 | 86.4
6110 | 86.4
6111 | 86.4
6112 | 86.4
6113 | 86.4
6114 | 86.4
6115 | 86.4
6116 | 86.4
6117 | 86.4
6118 | 86.4
6119 | 86.4
6120 | 86.4
6121 | 64.8
6122 | 64.8
6123 | 64.8
6124 | 64.8
6125 | 64.8
6126 | 64.8
6127 | 64.8
6128 | 64.8
6129 | 64.8
6130 | 64.8
6131 | 64.8
6132 | 64.8
6133 | 64.8
6134 | 64.8
6135 | 64.8
6136 | 64.8
6137 | 64.8
6138 | 64.8
6139 | 64.8
6140 | 64.8
6141 | 64.8
6142 | 64.8
6143 | 64.8
6144 | 64.8
6145 | 82.8
6146 | 82.8
6147 | 82.8
6148 | 82.8
6149 | 82.8
6150 | 82.8
6151 | 82.8
6152 | 82.8
6153 | 82.8
6154 | 82.8
6155 | 82.8
6156 | 82.8
6157 | 82.8
6158 | 82.8
6159 | 82.8
6160 | 82.8
6161 | 82.8
6162 | 82.8
6163 | 82.8
6164 | 82.8
6165 | 82.8
6166 | 82.8
6167 | 82.8
6168 | 82.8
6169 | 252
6170 | 252
6171 | 252
6172 | 252
6173 | 252
6174 | 252
6175 | 252
6176 | 252
6177 | 252
6178 | 252
6179 | 252
6180 | 252
6181 | 252
6182 | 252
6183 | 252
6184 | 252
6185 | 252
6186 | 252
6187 | 252
6188 | 252
6189 | 252
6190 | 252
6191 | 252
6192 | 252
6193 | 194.4
6194 | 194.4
6195 | 194.4
6196 | 194.4
6197 | 194.4
6198 | 194.4
6199 | 194.4
6200 | 194.4
6201 | 194.4
6202 | 194.4
6203 | 194.4
6204 | 194.4
6205 | 194.4
6206 | 194.4
6207 | 194.4
6208 | 194.4
6209 | 194.4
6210 | 194.4
6211 | 194.4
6212 | 194.4
6213 | 194.4
6214 | 194.4
6215 | 194.4
6216 | 194.4
6217 | 122.4
6218 | 122.4
6219 | 122.4
6220 | 122.4
6221 | 122.4
6222 | 122.4
6223 | 122.4
6224 | 122.4
6225 | 122.4
6226 | 122.4
6227 | 122.4
6228 | 122.4
6229 | 122.4
6230 | 122.4
6231 | 122.4
6232 | 122.4
6233 | 122.4
6234 | 122.4
6235 | 122.4
6236 | 122.4
6237 | 122.4
6238 | 122.4
6239 | 122.4
6240 | 122.4
6241 | 93.6
6242 | 93.6
6243 | 93.6
6244 | 93.6
6245 | 93.6
6246 | 93.6
6247 | 93.6
6248 | 93.6
6249 | 93.6
6250 | 93.6
6251 | 93.6
6252 | 93.6
6253 | 93.6
6254 | 93.6
6255 | 93.6
6256 | 93.6
6257 | 93.6
6258 | 93.6
6259 | 93.6
6260 | 93.6
6261 | 93.6
6262 | 93.6
6263 | 93.6
6264 | 93.6
6265 | 90
6266 | 90
6267 | 90
6268 | 90
6269 | 90
6270 | 90
6271 | 90
6272 | 90
6273 | 90
6274 | 90
6275 | 90
6276 | 90
6277 | 90
6278 | 90
6279 | 90
6280 | 90
6281 | 90
6282 | 90
6283 | 90
6284 | 90
6285 | 90
6286 | 90
6287 | 90
6288 | 90
6289 | 86.4
6290 | 86.4
6291 | 86.4
6292 | 86.4
6293 | 86.4
6294 | 86.4
6295 | 86.4
6296 | 86.4
6297 | 86.4
6298 | 86.4
6299 | 86.4
6300 | 86.4
6301 | 86.4
6302 | 86.4
6303 | 86.4
6304 | 86.4
6305 | 86.4
6306 | 86.4
6307 | 86.4
6308 | 86.4
6309 | 86.4
6310 | 86.4
6311 | 86.4
6312 | 86.4
6313 | 79.2
6314 | 79.2
6315 | 79.2
6316 | 79.2
6317 | 79.2
6318 | 79.2
6319 | 79.2
6320 | 79.2
6321 | 79.2
6322 | 79.2
6323 | 79.2
6324 | 79.2
6325 | 79.2
6326 | 79.2
6327 | 79.2
6328 | 79.2
6329 | 79.2
6330 | 79.2
6331 | 79.2
6332 | 79.2
6333 | 79.2
6334 | 79.2
6335 | 79.2
6336 | 79.2
6337 | 75.6
6338 | 75.6
6339 | 75.6
6340 | 75.6
6341 | 75.6
6342 | 75.6
6343 | 75.6
6344 | 75.6
6345 | 75.6
6346 | 75.6
6347 | 75.6
6348 | 75.6
6349 | 75.6
6350 | 75.6
6351 | 75.6
6352 | 75.6
6353 | 75.6
6354 | 75.6
6355 | 75.6
6356 | 75.6
6357 | 75.6
6358 | 75.6
6359 | 75.6
6360 | 75.6
6361 | 68.4
6362 | 68.4
6363 | 68.4
6364 | 68.4
6365 | 68.4
6366 | 68.4
6367 | 68.4
6368 | 68.4
6369 | 68.4
6370 | 68.4
6371 | 68.4
6372 | 68.4
6373 | 68.4
6374 | 68.4
6375 | 68.4
6376 | 68.4
6377 | 68.4
6378 | 68.4
6379 | 68.4
6380 | 68.4
6381 | 68.4
6382 | 68.4
6383 | 68.4
6384 | 68.4
6385 | 64.8
6386 | 64.8
6387 | 64.8
6388 | 64.8
6389 | 64.8
6390 | 64.8
6391 | 64.8
6392 | 64.8
6393 | 64.8
6394 | 64.8
6395 | 64.8
6396 | 64.8
6397 | 64.8
6398 | 64.8
6399 | 64.8
6400 | 64.8
6401 | 64.8
6402 | 64.8
6403 | 64.8
6404 | 64.8
6405 | 64.8
6406 | 64.8
6407 | 64.8
6408 | 64.8
6409 | 61.2
6410 | 61.2
6411 | 61.2
6412 | 61.2
6413 | 61.2
6414 | 61.2
6415 | 61.2
6416 | 61.2
6417 | 61.2
6418 | 61.2
6419 | 61.2
6420 | 61.2
6421 | 61.2
6422 | 61.2
6423 | 61.2
6424 | 61.2
6425 | 61.2
6426 | 61.2
6427 | 61.2
6428 | 61.2
6429 | 61.2
6430 | 61.2
6431 | 61.2
6432 | 61.2
6433 | 54
6434 | 54
6435 | 54
6436 | 54
6437 | 54
6438 | 54
6439 | 54
6440 | 54
6441 | 54
6442 | 54
6443 | 54
6444 | 54
6445 | 54
6446 | 54
6447 | 54
6448 | 54
6449 | 54
6450 | 54
6451 | 54
6452 | 54
6453 | 54
6454 | 54
6455 | 54
6456 | 54
6457 | 50.4
6458 | 50.4
6459 | 50.4
6460 | 50.4
6461 | 50.4
6462 | 50.4
6463 | 50.4
6464 | 50.4
6465 | 50.4
6466 | 50.4
6467 | 50.4
6468 | 50.4
6469 | 50.4
6470 | 50.4
6471 | 50.4
6472 | 50.4
6473 | 50.4
6474 | 50.4
6475 | 50.4
6476 | 50.4
6477 | 50.4
6478 | 50.4
6479 | 50.4
6480 | 50.4
6481 | 46.8
6482 | 46.8
6483 | 46.8
6484 | 46.8
6485 | 46.8
6486 | 46.8
6487 | 46.8
6488 | 46.8
6489 | 46.8
6490 | 46.8
6491 | 46.8
6492 | 46.8
6493 | 46.8
6494 | 46.8
6495 | 46.8
6496 | 46.8
6497 | 46.8
6498 | 46.8
6499 | 46.8
6500 | 46.8
6501 | 46.8
6502 | 46.8
6503 | 46.8
6504 | 46.8
6505 | 46.8
6506 | 46.8
6507 | 46.8
6508 | 46.8
6509 | 46.8
6510 | 46.8
6511 | 46.8
6512 | 46.8
6513 | 46.8
6514 | 46.8
6515 | 46.8
6516 | 46.8
6517 | 46.8
6518 | 46.8
6519 | 46.8
6520 | 46.8
6521 | 46.8
6522 | 46.8
6523 | 46.8
6524 | 46.8
6525 | 46.8
6526 | 46.8
6527 | 46.8
6528 | 46.8
6529 | 46.8
6530 | 46.8
6531 | 46.8
6532 | 46.8
6533 | 46.8
6534 | 46.8
6535 | 46.8
6536 | 46.8
6537 | 46.8
6538 | 46.8
6539 | 46.8
6540 | 46.8
6541 | 46.8
6542 | 46.8
6543 | 46.8
6544 | 46.8
6545 | 46.8
6546 | 46.8
6547 | 46.8
6548 | 46.8
6549 | 46.8
6550 | 46.8
6551 | 46.8
6552 | 46.8
6553 | 46.8
6554 | 46.8
6555 | 46.8
6556 | 46.8
6557 | 46.8
6558 | 46.8
6559 | 46.8
6560 | 46.8
6561 | 46.8
6562 | 46.8
6563 | 46.8
6564 | 46.8
6565 | 46.8
6566 | 46.8
6567 | 46.8
6568 | 46.8
6569 | 46.8
6570 | 46.8
6571 | 46.8
6572 | 46.8
6573 | 46.8
6574 | 46.8
6575 | 46.8
6576 | 46.8
6577 | 46.8
6578 | 46.8
6579 | 46.8
6580 | 46.8
6581 | 46.8
6582 | 46.8
6583 | 46.8
6584 | 46.8
6585 | 46.8
6586 | 46.8
6587 | 46.8
6588 | 46.8
6589 | 46.8
6590 | 46.8
6591 | 46.8
6592 | 46.8
6593 | 46.8
6594 | 46.8
6595 | 46.8
6596 | 46.8
6597 | 46.8
6598 | 46.8
6599 | 46.8
6600 | 46.8
6601 | 46.8
6602 | 46.8
6603 | 46.8
6604 | 46.8
6605 | 46.8
6606 | 46.8
6607 | 46.8
6608 | 46.8
6609 | 46.8
6610 | 46.8
6611 | 46.8
6612 | 46.8
6613 | 46.8
6614 | 46.8
6615 | 46.8
6616 | 46.8
6617 | 46.8
6618 | 46.8
6619 | 46.8
6620 | 46.8
6621 | 46.8
6622 | 46.8
6623 | 46.8
6624 | 46.8
6625 | 46.8
6626 | 46.8
6627 | 46.8
6628 | 46.8
6629 | 46.8
6630 | 46.8
6631 | 46.8
6632 | 46.8
6633 | 46.8
6634 | 46.8
6635 | 46.8
6636 | 46.8
6637 | 46.8
6638 | 46.8
6639 | 46.8
6640 | 46.8
6641 | 46.8
6642 | 46.8
6643 | 46.8
6644 | 46.8
6645 | 46.8
6646 | 46.8
6647 | 46.8
6648 | 46.8
6649 | 46.8
6650 | 46.8
6651 | 46.8
6652 | 46.8
6653 | 46.8
6654 | 46.8
6655 | 46.8
6656 | 46.8
6657 | 46.8
6658 | 46.8
6659 | 46.8
6660 | 46.8
6661 | 46.8
6662 | 46.8
6663 | 46.8
6664 | 46.8
6665 | 46.8
6666 | 46.8
6667 | 46.8
6668 | 46.8
6669 | 46.8
6670 | 46.8
6671 | 46.8
6672 | 46.8
6673 | 46.8
6674 | 46.8
6675 | 46.8
6676 | 46.8
6677 | 46.8
6678 | 46.8
6679 | 46.8
6680 | 46.8
6681 | 46.8
6682 | 46.8
6683 | 46.8
6684 | 46.8
6685 | 46.8
6686 | 46.8
6687 | 46.8
6688 | 46.8
6689 | 46.8
6690 | 46.8
6691 | 46.8
6692 | 46.8
6693 | 46.8
6694 | 46.8
6695 | 46.8
6696 | 46.8
6697 | 46.8
6698 | 46.8
6699 | 46.8
6700 | 46.8
6701 | 46.8
6702 | 46.8
6703 | 46.8
6704 | 46.8
6705 | 46.8
6706 | 46.8
6707 | 46.8
6708 | 46.8
6709 | 46.8
6710 | 46.8
6711 | 46.8
6712 | 46.8
6713 | 46.8
6714 | 46.8
6715 | 46.8
6716 | 46.8
6717 | 46.8
6718 | 46.8
6719 | 46.8
6720 | 46.8
6721 | 46.8
6722 | 46.8
6723 | 46.8
6724 | 46.8
6725 | 46.8
6726 | 46.8
6727 | 46.8
6728 | 46.8
6729 | 46.8
6730 | 46.8
6731 | 46.8
6732 | 46.8
6733 | 46.8
6734 | 46.8
6735 | 46.8
6736 | 46.8
6737 | 46.8
6738 | 46.8
6739 | 46.8
6740 | 46.8
6741 | 46.8
6742 | 46.8
6743 | 46.8
6744 | 46.8
6745 | 46.8
6746 | 46.8
6747 | 46.8
6748 | 46.8
6749 | 46.8
6750 | 46.8
6751 | 46.8
6752 | 46.8
6753 | 46.8
6754 | 46.8
6755 | 46.8
6756 | 46.8
6757 | 46.8
6758 | 46.8
6759 | 46.8
6760 | 46.8
6761 | 46.8
6762 | 46.8
6763 | 46.8
6764 | 46.8
6765 | 46.8
6766 | 46.8
6767 | 46.8
6768 | 46.8
6769 | 46.8
6770 | 46.8
6771 | 46.8
6772 | 46.8
6773 | 46.8
6774 | 46.8
6775 | 46.8
6776 | 46.8
6777 | 46.8
6778 | 46.8
6779 | 46.8
6780 | 46.8
6781 | 46.8
6782 | 46.8
6783 | 46.8
6784 | 46.8
6785 | 46.8
6786 | 46.8
6787 | 46.8
6788 | 46.8
6789 | 46.8
6790 | 46.8
6791 | 46.8
6792 | 46.8
6793 | 46.8
6794 | 46.8
6795 | 46.8
6796 | 46.8
6797 | 46.8
6798 | 46.8
6799 | 46.8
6800 | 46.8
6801 | 46.8
6802 | 46.8
6803 | 46.8
6804 | 46.8
6805 | 46.8
6806 | 46.8
6807 | 46.8
6808 | 46.8
6809 | 46.8
6810 | 46.8
6811 | 46.8
6812 | 46.8
6813 | 46.8
6814 | 46.8
6815 | 46.8
6816 | 46.8
6817 | 43.2
6818 | 43.2
6819 | 43.2
6820 | 43.2
6821 | 43.2
6822 | 43.2
6823 | 43.2
6824 | 43.2
6825 | 43.2
6826 | 43.2
6827 | 43.2
6828 | 43.2
6829 | 43.2
6830 | 43.2
6831 | 43.2
6832 | 43.2
6833 | 43.2
6834 | 43.2
6835 | 43.2
6836 | 43.2
6837 | 43.2
6838 | 43.2
6839 | 43.2
6840 | 43.2
6841 | 36
6842 | 36
6843 | 36
6844 | 36
6845 | 36
6846 | 36
6847 | 36
6848 | 36
6849 | 36
6850 | 36
6851 | 36
6852 | 36
6853 | 36
6854 | 36
6855 | 36
6856 | 36
6857 | 36
6858 | 36
6859 | 36
6860 | 36
6861 | 36
6862 | 36
6863 | 36
6864 | 36
6865 | 28.8
6866 | 28.8
6867 | 28.8
6868 | 28.8
6869 | 28.8
6870 | 28.8
6871 | 28.8
6872 | 28.8
6873 | 28.8
6874 | 28.8
6875 | 28.8
6876 | 28.8
6877 | 28.8
6878 | 28.8
6879 | 28.8
6880 | 28.8
6881 | 28.8
6882 | 28.8
6883 | 28.8
6884 | 28.8
6885 | 28.8
6886 | 28.8
6887 | 28.8
6888 | 28.8
6889 | 140.4
6890 | 140.4
6891 | 140.4
6892 | 140.4
6893 | 140.4
6894 | 140.4
6895 | 140.4
6896 | 140.4
6897 | 140.4
6898 | 140.4
6899 | 140.4
6900 | 140.4
6901 | 140.4
6902 | 140.4
6903 | 140.4
6904 | 140.4
6905 | 140.4
6906 | 140.4
6907 | 140.4
6908 | 140.4
6909 | 140.4
6910 | 140.4
6911 | 140.4
6912 | 140.4
6913 | 1335.6
6914 | 1335.6
6915 | 1335.6
6916 | 1335.6
6917 | 1335.6
6918 | 1335.6
6919 | 1335.6
6920 | 1335.6
6921 | 1335.6
6922 | 1335.6
6923 | 1335.6
6924 | 1335.6
6925 | 1335.6
6926 | 1335.6
6927 | 1335.6
6928 | 1335.6
6929 | 1335.6
6930 | 1335.6
6931 | 1335.6
6932 | 1335.6
6933 | 1335.6
6934 | 1335.6
6935 | 1335.6
6936 | 1335.6
6937 | 500.4
6938 | 500.4
6939 | 500.4
6940 | 500.4
6941 | 500.4
6942 | 500.4
6943 | 500.4
6944 | 500.4
6945 | 500.4
6946 | 500.4
6947 | 500.4
6948 | 500.4
6949 | 500.4
6950 | 500.4
6951 | 500.4
6952 | 500.4
6953 | 500.4
6954 | 500.4
6955 | 500.4
6956 | 500.4
6957 | 500.4
6958 | 500.4
6959 | 500.4
6960 | 500.4
6961 | 223.2
6962 | 223.2
6963 | 223.2
6964 | 223.2
6965 | 223.2
6966 | 223.2
6967 | 223.2
6968 | 223.2
6969 | 223.2
6970 | 223.2
6971 | 223.2
6972 | 223.2
6973 | 223.2
6974 | 223.2
6975 | 223.2
6976 | 223.2
6977 | 223.2
6978 | 223.2
6979 | 223.2
6980 | 223.2
6981 | 223.2
6982 | 223.2
6983 | 223.2
6984 | 223.2
6985 | 208.8
6986 | 208.8
6987 | 208.8
6988 | 208.8
6989 | 208.8
6990 | 208.8
6991 | 208.8
6992 | 208.8
6993 | 208.8
6994 | 208.8
6995 | 208.8
6996 | 208.8
6997 | 208.8
6998 | 208.8
6999 | 208.8
7000 | 208.8
7001 | 208.8
7002 | 208.8
7003 | 208.8
7004 | 208.8
7005 | 208.8
7006 | 208.8
7007 | 208.8
7008 | 208.8
7009 | 190.8
7010 | 190.8
7011 | 190.8
7012 | 190.8
7013 | 190.8
7014 | 190.8
7015 | 190.8
7016 | 190.8
7017 | 190.8
7018 | 190.8
7019 | 190.8
7020 | 190.8
7021 | 190.8
7022 | 190.8
7023 | 190.8
7024 | 190.8
7025 | 190.8
7026 | 190.8
7027 | 190.8
7028 | 190.8
7029 | 190.8
7030 | 190.8
7031 | 190.8
7032 | 190.8
7033 | 133.2
7034 | 133.2
7035 | 133.2
7036 | 133.2
7037 | 133.2
7038 | 133.2
7039 | 133.2
7040 | 133.2
7041 | 133.2
7042 | 133.2
7043 | 133.2
7044 | 133.2
7045 | 133.2
7046 | 133.2
7047 | 133.2
7048 | 133.2
7049 | 133.2
7050 | 133.2
7051 | 133.2
7052 | 133.2
7053 | 133.2
7054 | 133.2
7055 | 133.2
7056 | 133.2
7057 | 100.8
7058 | 100.8
7059 | 100.8
7060 | 100.8
7061 | 100.8
7062 | 100.8
7063 | 100.8
7064 | 100.8
7065 | 100.8
7066 | 100.8
7067 | 100.8
7068 | 100.8
7069 | 100.8
7070 | 100.8
7071 | 100.8
7072 | 100.8
7073 | 100.8
7074 | 100.8
7075 | 100.8
7076 | 100.8
7077 | 100.8
7078 | 100.8
7079 | 100.8
7080 | 100.8
7081 | 194.4
7082 | 194.4
7083 | 194.4
7084 | 194.4
7085 | 194.4
7086 | 194.4
7087 | 194.4
7088 | 194.4
7089 | 194.4
7090 | 194.4
7091 | 194.4
7092 | 194.4
7093 | 194.4
7094 | 194.4
7095 | 194.4
7096 | 194.4
7097 | 194.4
7098 | 194.4
7099 | 194.4
7100 | 194.4
7101 | 194.4
7102 | 194.4
7103 | 194.4
7104 | 194.4
7105 | 277.2
7106 | 277.2
7107 | 277.2
7108 | 277.2
7109 | 277.2
7110 | 277.2
7111 | 277.2
7112 | 277.2
7113 | 277.2
7114 | 277.2
7115 | 277.2
7116 | 277.2
7117 | 277.2
7118 | 277.2
7119 | 277.2
7120 | 277.2
7121 | 277.2
7122 | 277.2
7123 | 277.2
7124 | 277.2
7125 | 277.2
7126 | 277.2
7127 | 277.2
7128 | 277.2
7129 | 273.6
7130 | 273.6
7131 | 273.6
7132 | 273.6
7133 | 273.6
7134 | 273.6
7135 | 273.6
7136 | 273.6
7137 | 273.6
7138 | 273.6
7139 | 273.6
7140 | 273.6
7141 | 273.6
7142 | 273.6
7143 | 273.6
7144 | 273.6
7145 | 273.6
7146 | 273.6
7147 | 273.6
7148 | 273.6
7149 | 273.6
7150 | 273.6
7151 | 273.6
7152 | 273.6
7153 | 313.2
7154 | 313.2
7155 | 313.2
7156 | 313.2
7157 | 313.2
7158 | 313.2
7159 | 313.2
7160 | 313.2
7161 | 313.2
7162 | 313.2
7163 | 313.2
7164 | 313.2
7165 | 313.2
7166 | 313.2
7167 | 313.2
7168 | 313.2
7169 | 313.2
7170 | 313.2
7171 | 313.2
7172 | 313.2
7173 | 313.2
7174 | 313.2
7175 | 313.2
7176 | 313.2
7177 | 313.2
7178 | 313.2
7179 | 313.2
7180 | 313.2
7181 | 313.2
7182 | 313.2
7183 | 313.2
7184 | 313.2
7185 | 313.2
7186 | 313.2
7187 | 313.2
7188 | 313.2
7189 | 313.2
7190 | 313.2
7191 | 313.2
7192 | 313.2
7193 | 313.2
7194 | 313.2
7195 | 313.2
7196 | 313.2
7197 | 313.2
7198 | 313.2
7199 | 313.2
7200 | 313.2
7201 | 306
7202 | 306
7203 | 306
7204 | 306
7205 | 306
7206 | 306
7207 | 306
7208 | 306
7209 | 306
7210 | 306
7211 | 306
7212 | 306
7213 | 306
7214 | 306
7215 | 306
7216 | 306
7217 | 306
7218 | 306
7219 | 306
7220 | 306
7221 | 306
7222 | 306
7223 | 306
7224 | 306
7225 | 302.4
7226 | 302.4
7227 | 302.4
7228 | 302.4
7229 | 302.4
7230 | 302.4
7231 | 302.4
7232 | 302.4
7233 | 302.4
7234 | 302.4
7235 | 302.4
7236 | 302.4
7237 | 302.4
7238 | 302.4
7239 | 302.4
7240 | 302.4
7241 | 302.4
7242 | 302.4
7243 | 302.4
7244 | 302.4
7245 | 302.4
7246 | 302.4
7247 | 302.4
7248 | 302.4
7249 | 259.2
7250 | 259.2
7251 | 259.2
7252 | 259.2
7253 | 259.2
7254 | 259.2
7255 | 259.2
7256 | 259.2
7257 | 259.2
7258 | 259.2
7259 | 259.2
7260 | 259.2
7261 | 259.2
7262 | 259.2
7263 | 259.2
7264 | 259.2
7265 | 259.2
7266 | 259.2
7267 | 259.2
7268 | 259.2
7269 | 259.2
7270 | 259.2
7271 | 259.2
7272 | 259.2
7273 | 205.2
7274 | 205.2
7275 | 205.2
7276 | 205.2
7277 | 205.2
7278 | 205.2
7279 | 205.2
7280 | 205.2
7281 | 205.2
7282 | 205.2
7283 | 205.2
7284 | 205.2
7285 | 205.2
7286 | 205.2
7287 | 205.2
7288 | 205.2
7289 | 205.2
7290 | 205.2
7291 | 205.2
7292 | 205.2
7293 | 205.2
7294 | 205.2
7295 | 205.2
7296 | 205.2
7297 | 208.8
7298 | 208.8
7299 | 208.8
7300 | 208.8
7301 | 208.8
7302 | 208.8
7303 | 208.8
7304 | 208.8
7305 | 208.8
7306 | 208.8
7307 | 208.8
7308 | 208.8
7309 | 208.8
7310 | 208.8
7311 | 208.8
7312 | 208.8
7313 | 208.8
7314 | 208.8
7315 | 208.8
7316 | 208.8
7317 | 208.8
7318 | 208.8
7319 | 208.8
7320 | 208.8
7321 | 244.8
7322 | 244.8
7323 | 244.8
7324 | 244.8
7325 | 244.8
7326 | 244.8
7327 | 244.8
7328 | 244.8
7329 | 244.8
7330 | 244.8
7331 | 244.8
7332 | 244.8
7333 | 244.8
7334 | 244.8
7335 | 244.8
7336 | 244.8
7337 | 244.8
7338 | 244.8
7339 | 244.8
7340 | 244.8
7341 | 244.8
7342 | 244.8
7343 | 244.8
7344 | 244.8
7345 | 316.8
7346 | 316.8
7347 | 316.8
7348 | 316.8
7349 | 316.8
7350 | 316.8
7351 | 316.8
7352 | 316.8
7353 | 316.8
7354 | 316.8
7355 | 316.8
7356 | 316.8
7357 | 316.8
7358 | 316.8
7359 | 316.8
7360 | 316.8
7361 | 316.8
7362 | 316.8
7363 | 316.8
7364 | 316.8
7365 | 316.8
7366 | 316.8
7367 | 316.8
7368 | 316.8
7369 | 201.6
7370 | 201.6
7371 | 201.6
7372 | 201.6
7373 | 201.6
7374 | 201.6
7375 | 201.6
7376 | 201.6
7377 | 201.6
7378 | 201.6
7379 | 201.6
7380 | 201.6
7381 | 201.6
7382 | 201.6
7383 | 201.6
7384 | 201.6
7385 | 201.6
7386 | 201.6
7387 | 201.6
7388 | 201.6
7389 | 201.6
7390 | 201.6
7391 | 201.6
7392 | 201.6
7393 | 118.8
7394 | 118.8
7395 | 118.8
7396 | 118.8
7397 | 118.8
7398 | 118.8
7399 | 118.8
7400 | 118.8
7401 | 118.8
7402 | 118.8
7403 | 118.8
7404 | 118.8
7405 | 118.8
7406 | 118.8
7407 | 118.8
7408 | 118.8
7409 | 118.8
7410 | 118.8
7411 | 118.8
7412 | 118.8
7413 | 118.8
7414 | 118.8
7415 | 118.8
7416 | 118.8
7417 | 93.6
7418 | 93.6
7419 | 93.6
7420 | 93.6
7421 | 93.6
7422 | 93.6
7423 | 93.6
7424 | 93.6
7425 | 93.6
7426 | 93.6
7427 | 93.6
7428 | 93.6
7429 | 93.6
7430 | 93.6
7431 | 93.6
7432 | 93.6
7433 | 93.6
7434 | 93.6
7435 | 93.6
7436 | 93.6
7437 | 93.6
7438 | 93.6
7439 | 93.6
7440 | 93.6
7441 | 122.4
7442 | 122.4
7443 | 122.4
7444 | 122.4
7445 | 122.4
7446 | 122.4
7447 | 122.4
7448 | 122.4
7449 | 122.4
7450 | 122.4
7451 | 122.4
7452 | 122.4
7453 | 122.4
7454 | 122.4
7455 | 122.4
7456 | 122.4
7457 | 122.4
7458 | 122.4
7459 | 122.4
7460 | 122.4
7461 | 122.4
7462 | 122.4
7463 | 122.4
7464 | 122.4
7465 | 158.4
7466 | 158.4
7467 | 158.4
7468 | 158.4
7469 | 158.4
7470 | 158.4
7471 | 158.4
7472 | 158.4
7473 | 158.4
7474 | 158.4
7475 | 158.4
7476 | 158.4
7477 | 158.4
7478 | 158.4
7479 | 158.4
7480 | 158.4
7481 | 158.4
7482 | 158.4
7483 | 158.4
7484 | 158.4
7485 | 158.4
7486 | 158.4
7487 | 158.4
7488 | 158.4
7489 | 151.2
7490 | 151.2
7491 | 151.2
7492 | 151.2
7493 | 151.2
7494 | 151.2
7495 | 151.2
7496 | 151.2
7497 | 151.2
7498 | 151.2
7499 | 151.2
7500 | 151.2
7501 | 151.2
7502 | 151.2
7503 | 151.2
7504 | 151.2
7505 | 151.2
7506 | 151.2
7507 | 151.2
7508 | 151.2
7509 | 151.2
7510 | 151.2
7511 | 151.2
7512 | 151.2
7513 | 97.2
7514 | 97.2
7515 | 97.2
7516 | 97.2
7517 | 97.2
7518 | 97.2
7519 | 97.2
7520 | 97.2
7521 | 97.2
7522 | 97.2
7523 | 97.2
7524 | 97.2
7525 | 97.2
7526 | 97.2
7527 | 97.2
7528 | 97.2
7529 | 97.2
7530 | 97.2
7531 | 97.2
7532 | 97.2
7533 | 97.2
7534 | 97.2
7535 | 97.2
7536 | 97.2
7537 | 122.4
7538 | 122.4
7539 | 122.4
7540 | 122.4
7541 | 122.4
7542 | 122.4
7543 | 122.4
7544 | 122.4
7545 | 122.4
7546 | 122.4
7547 | 122.4
7548 | 122.4
7549 | 122.4
7550 | 122.4
7551 | 122.4
7552 | 122.4
7553 | 122.4
7554 | 122.4
7555 | 122.4
7556 | 122.4
7557 | 122.4
7558 | 122.4
7559 | 122.4
7560 | 122.4
7561 | 111.6
7562 | 111.6
7563 | 111.6
7564 | 111.6
7565 | 111.6
7566 | 111.6
7567 | 111.6
7568 | 111.6
7569 | 111.6
7570 | 111.6
7571 | 111.6
7572 | 111.6
7573 | 111.6
7574 | 111.6
7575 | 111.6
7576 | 111.6
7577 | 111.6
7578 | 111.6
7579 | 111.6
7580 | 111.6
7581 | 111.6
7582 | 111.6
7583 | 111.6
7584 | 111.6
7585 | 118.8
7586 | 118.8
7587 | 118.8
7588 | 118.8
7589 | 118.8
7590 | 118.8
7591 | 118.8
7592 | 118.8
7593 | 118.8
7594 | 118.8
7595 | 118.8
7596 | 118.8
7597 | 118.8
7598 | 118.8
7599 | 118.8
7600 | 118.8
7601 | 118.8
7602 | 118.8
7603 | 118.8
7604 | 118.8
7605 | 118.8
7606 | 118.8
7607 | 118.8
7608 | 118.8
7609 | 194.4
7610 | 194.4
7611 | 194.4
7612 | 194.4
7613 | 194.4
7614 | 194.4
7615 | 194.4
7616 | 194.4
7617 | 194.4
7618 | 194.4
7619 | 194.4
7620 | 194.4
7621 | 194.4
7622 | 194.4
7623 | 194.4
7624 | 194.4
7625 | 194.4
7626 | 194.4
7627 | 194.4
7628 | 194.4
7629 | 194.4
7630 | 194.4
7631 | 194.4
7632 | 194.4
7633 | 180
7634 | 180
7635 | 180
7636 | 180
7637 | 180
7638 | 180
7639 | 180
7640 | 180
7641 | 180
7642 | 180
7643 | 180
7644 | 180
7645 | 180
7646 | 180
7647 | 180
7648 | 180
7649 | 180
7650 | 180
7651 | 180
7652 | 180
7653 | 180
7654 | 180
7655 | 180
7656 | 180
7657 | 165.6
7658 | 165.6
7659 | 165.6
7660 | 165.6
7661 | 165.6
7662 | 165.6
7663 | 165.6
7664 | 165.6
7665 | 165.6
7666 | 165.6
7667 | 165.6
7668 | 165.6
7669 | 165.6
7670 | 165.6
7671 | 165.6
7672 | 165.6
7673 | 165.6
7674 | 165.6
7675 | 165.6
7676 | 165.6
7677 | 165.6
7678 | 165.6
7679 | 165.6
7680 | 165.6
7681 | 158.4
7682 | 158.4
7683 | 158.4
7684 | 158.4
7685 | 158.4
7686 | 158.4
7687 | 158.4
7688 | 158.4
7689 | 158.4
7690 | 158.4
7691 | 158.4
7692 | 158.4
7693 | 158.4
7694 | 158.4
7695 | 158.4
7696 | 158.4
7697 | 158.4
7698 | 158.4
7699 | 158.4
7700 | 158.4
7701 | 158.4
7702 | 158.4
7703 | 158.4
7704 | 158.4
7705 | 154.8
7706 | 154.8
7707 | 154.8
7708 | 154.8
7709 | 154.8
7710 | 154.8
7711 | 154.8
7712 | 154.8
7713 | 154.8
7714 | 154.8
7715 | 154.8
7716 | 154.8
7717 | 154.8
7718 | 154.8
7719 | 154.8
7720 | 154.8
7721 | 154.8
7722 | 154.8
7723 | 154.8
7724 | 154.8
7725 | 154.8
7726 | 154.8
7727 | 154.8
7728 | 154.8
7729 | 151.2
7730 | 151.2
7731 | 151.2
7732 | 151.2
7733 | 151.2
7734 | 151.2
7735 | 151.2
7736 | 151.2
7737 | 151.2
7738 | 151.2
7739 | 151.2
7740 | 151.2
7741 | 151.2
7742 | 151.2
7743 | 151.2
7744 | 151.2
7745 | 151.2
7746 | 151.2
7747 | 151.2
7748 | 151.2
7749 | 151.2
7750 | 151.2
7751 | 151.2
7752 | 151.2
7753 | 147.6
7754 | 147.6
7755 | 147.6
7756 | 147.6
7757 | 147.6
7758 | 147.6
7759 | 147.6
7760 | 147.6
7761 | 147.6
7762 | 147.6
7763 | 147.6
7764 | 147.6
7765 | 147.6
7766 | 147.6
7767 | 147.6
7768 | 147.6
7769 | 147.6
7770 | 147.6
7771 | 147.6
7772 | 147.6
7773 | 147.6
7774 | 147.6
7775 | 147.6
7776 | 147.6
7777 | 230.4
7778 | 230.4
7779 | 230.4
7780 | 230.4
7781 | 230.4
7782 | 230.4
7783 | 230.4
7784 | 230.4
7785 | 230.4
7786 | 230.4
7787 | 230.4
7788 | 230.4
7789 | 230.4
7790 | 230.4
7791 | 230.4
7792 | 230.4
7793 | 230.4
7794 | 230.4
7795 | 230.4
7796 | 230.4
7797 | 230.4
7798 | 230.4
7799 | 230.4
7800 | 230.4
7801 | 612
7802 | 612
7803 | 612
7804 | 612
7805 | 612
7806 | 612
7807 | 612
7808 | 612
7809 | 612
7810 | 612
7811 | 612
7812 | 612
7813 | 612
7814 | 612
7815 | 612
7816 | 612
7817 | 612
7818 | 612
7819 | 612
7820 | 612
7821 | 612
7822 | 612
7823 | 612
7824 | 612
7825 | 1116
7826 | 1116
7827 | 1116
7828 | 1116
7829 | 1116
7830 | 1116
7831 | 1116
7832 | 1116
7833 | 1116
7834 | 1116
7835 | 1116
7836 | 1116
7837 | 1116
7838 | 1116
7839 | 1116
7840 | 1116
7841 | 1116
7842 | 1116
7843 | 1116
7844 | 1116
7845 | 1116
7846 | 1116
7847 | 1116
7848 | 1116
7849 | 1893.6001
7850 | 1893.6001
7851 | 1893.6001
7852 | 1893.6001
7853 | 1893.6001
7854 | 1893.6001
7855 | 1893.6001
7856 | 1893.6001
7857 | 1893.6001
7858 | 1893.6001
7859 | 1893.6001
7860 | 1893.6001
7861 | 1893.6001
7862 | 1893.6001
7863 | 1893.6001
7864 | 1893.6001
7865 | 1893.6001
7866 | 1893.6001
7867 | 1893.6001
7868 | 1893.6001
7869 | 1893.6001
7870 | 1893.6001
7871 | 1893.6001
7872 | 1893.6001
7873 | 1267.2
7874 | 1267.2
7875 | 1267.2
7876 | 1267.2
7877 | 1267.2
7878 | 1267.2
7879 | 1267.2
7880 | 1267.2
7881 | 1267.2
7882 | 1267.2
7883 | 1267.2
7884 | 1267.2
7885 | 1267.2
7886 | 1267.2
7887 | 1267.2
7888 | 1267.2
7889 | 1267.2
7890 | 1267.2
7891 | 1267.2
7892 | 1267.2
7893 | 1267.2
7894 | 1267.2
7895 | 1267.2
7896 | 1267.2
7897 | 2732.4
7898 | 2732.4
7899 | 2732.4
7900 | 2732.4
7901 | 2732.4
7902 | 2732.4
7903 | 2732.4
7904 | 2732.4
7905 | 2732.4
7906 | 2732.4
7907 | 2732.4
7908 | 2732.4
7909 | 2732.4
7910 | 2732.4
7911 | 2732.4
7912 | 2732.4
7913 | 2732.4
7914 | 2732.4
7915 | 2732.4
7916 | 2732.4
7917 | 2732.4
7918 | 2732.4
7919 | 2732.4
7920 | 2732.4
7921 | 2685.6
7922 | 2685.6
7923 | 2685.6
7924 | 2685.6
7925 | 2685.6
7926 | 2685.6
7927 | 2685.6
7928 | 2685.6
7929 | 2685.6
7930 | 2685.6
7931 | 2685.6
7932 | 2685.6
7933 | 2685.6
7934 | 2685.6
7935 | 2685.6
7936 | 2685.6
7937 | 2685.6
7938 | 2685.6
7939 | 2685.6
7940 | 2685.6
7941 | 2685.6
7942 | 2685.6
7943 | 2685.6
7944 | 2685.6
7945 | 1634.4
7946 | 1634.4
7947 | 1634.4
7948 | 1634.4
7949 | 1634.4
7950 | 1634.4
7951 | 1634.4
7952 | 1634.4
7953 | 1634.4
7954 | 1634.4
7955 | 1634.4
7956 | 1634.4
7957 | 1634.4
7958 | 1634.4
7959 | 1634.4
7960 | 1634.4
7961 | 1634.4
7962 | 1634.4
7963 | 1634.4
7964 | 1634.4
7965 | 1634.4
7966 | 1634.4
7967 | 1634.4
7968 | 1634.4
7969 | 1116
7970 | 1116
7971 | 1116
7972 | 1116
7973 | 1116
7974 | 1116
7975 | 1116
7976 | 1116
7977 | 1116
7978 | 1116
7979 | 1116
7980 | 1116
7981 | 1116
7982 | 1116
7983 | 1116
7984 | 1116
7985 | 1116
7986 | 1116
7987 | 1116
7988 | 1116
7989 | 1116
7990 | 1116
7991 | 1116
7992 | 1116
7993 | 921.6
7994 | 921.6
7995 | 921.6
7996 | 921.6
7997 | 921.6
7998 | 921.6
7999 | 921.6
8000 | 921.6
8001 | 921.6
8002 | 921.6
8003 | 921.6
8004 | 921.6
8005 | 921.6
8006 | 921.6
8007 | 921.6
8008 | 921.6
8009 | 921.6
8010 | 921.6
8011 | 921.6
8012 | 921.6
8013 | 921.6
8014 | 921.6
8015 | 921.6
8016 | 921.6
8017 | 3099.6
8018 | 3099.6
8019 | 3099.6
8020 | 3099.6
8021 | 3099.6
8022 | 3099.6
8023 | 3099.6
8024 | 3099.6
8025 | 3099.6
8026 | 3099.6
8027 | 3099.6
8028 | 3099.6
8029 | 3099.6
8030 | 3099.6
8031 | 3099.6
8032 | 3099.6
8033 | 3099.6
8034 | 3099.6
8035 | 3099.6
8036 | 3099.6
8037 | 3099.6
8038 | 3099.6
8039 | 3099.6
8040 | 3099.6
8041 | 2217.6
8042 | 2217.6
8043 | 2217.6
8044 | 2217.6
8045 | 2217.6
8046 | 2217.6
8047 | 2217.6
8048 | 2217.6
8049 | 2217.6
8050 | 2217.6
8051 | 2217.6
8052 | 2217.6
8053 | 2217.6
8054 | 2217.6
8055 | 2217.6
8056 | 2217.6
8057 | 2217.6
8058 | 2217.6
8059 | 2217.6
8060 | 2217.6
8061 | 2217.6
8062 | 2217.6
8063 | 2217.6
8064 | 2217.6
8065 | 1562.3999
8066 | 1562.3999
8067 | 1562.3999
8068 | 1562.3999
8069 | 1562.3999
8070 | 1562.3999
8071 | 1562.3999
8072 | 1562.3999
8073 | 1562.3999
8074 | 1562.3999
8075 | 1562.3999
8076 | 1562.3999
8077 | 1562.3999
8078 | 1562.3999
8079 | 1562.3999
8080 | 1562.3999
8081 | 1562.3999
8082 | 1562.3999
8083 | 1562.3999
8084 | 1562.3999
8085 | 1562.3999
8086 | 1562.3999
8087 | 1562.3999
8088 | 1562.3999
8089 | 1663.2
8090 | 1663.2
8091 | 1663.2
8092 | 1663.2
8093 | 1663.2
8094 | 1663.2
8095 | 1663.2
8096 | 1663.2
8097 | 1663.2
8098 | 1663.2
8099 | 1663.2
8100 | 1663.2
8101 | 1663.2
8102 | 1663.2
8103 | 1663.2
8104 | 1663.2
8105 | 1663.2
8106 | 1663.2
8107 | 1663.2
8108 | 1663.2
8109 | 1663.2
8110 | 1663.2
8111 | 1663.2
8112 | 1663.2
8113 | 2152.8
8114 | 2152.8
8115 | 2152.8
8116 | 2152.8
8117 | 2152.8
8118 | 2152.8
8119 | 2152.8
8120 | 2152.8
8121 | 2152.8
8122 | 2152.8
8123 | 2152.8
8124 | 2152.8
8125 | 2152.8
8126 | 2152.8
8127 | 2152.8
8128 | 2152.8
8129 | 2152.8
8130 | 2152.8
8131 | 2152.8
8132 | 2152.8
8133 | 2152.8
8134 | 2152.8
8135 | 2152.8
8136 | 2152.8
8137 | 1630.8
8138 | 1630.8
8139 | 1630.8
8140 | 1630.8
8141 | 1630.8
8142 | 1630.8
8143 | 1630.8
8144 | 1630.8
8145 | 1630.8
8146 | 1630.8
8147 | 1630.8
8148 | 1630.8
8149 | 1630.8
8150 | 1630.8
8151 | 1630.8
8152 | 1630.8
8153 | 1630.8
8154 | 1630.8
8155 | 1630.8
8156 | 1630.8
8157 | 1630.8
8158 | 1630.8
8159 | 1630.8
8160 | 1630.8
8161 | 1353.6
8162 | 1353.6
8163 | 1353.6
8164 | 1353.6
8165 | 1353.6
8166 | 1353.6
8167 | 1353.6
8168 | 1353.6
8169 | 1353.6
8170 | 1353.6
8171 | 1353.6
8172 | 1353.6
8173 | 1353.6
8174 | 1353.6
8175 | 1353.6
8176 | 1353.6
8177 | 1353.6
8178 | 1353.6
8179 | 1353.6
8180 | 1353.6
8181 | 1353.6
8182 | 1353.6
8183 | 1353.6
8184 | 1353.6
8185 | 1054.8
8186 | 1054.8
8187 | 1054.8
8188 | 1054.8
8189 | 1054.8
8190 | 1054.8
8191 | 1054.8
8192 | 1054.8
8193 | 1054.8
8194 | 1054.8
8195 | 1054.8
8196 | 1054.8
8197 | 1054.8
8198 | 1054.8
8199 | 1054.8
8200 | 1054.8
8201 | 1054.8
8202 | 1054.8
8203 | 1054.8
8204 | 1054.8
8205 | 1054.8
8206 | 1054.8
8207 | 1054.8
8208 | 1054.8
8209 | 1767.6
8210 | 1767.6
8211 | 1767.6
8212 | 1767.6
8213 | 1767.6
8214 | 1767.6
8215 | 1767.6
8216 | 1767.6
8217 | 1767.6
8218 | 1767.6
8219 | 1767.6
8220 | 1767.6
8221 | 1767.6
8222 | 1767.6
8223 | 1767.6
8224 | 1767.6
8225 | 1767.6
8226 | 1767.6
8227 | 1767.6
8228 | 1767.6
8229 | 1767.6
8230 | 1767.6
8231 | 1767.6
8232 | 1767.6
8233 | 3272.3999
8234 | 3272.3999
8235 | 3272.3999
8236 | 3272.3999
8237 | 3272.3999
8238 | 3272.3999
8239 | 3272.3999
8240 | 3272.3999
8241 | 3272.3999
8242 | 3272.3999
8243 | 3272.3999
8244 | 3272.3999
8245 | 3272.3999
8246 | 3272.3999
8247 | 3272.3999
8248 | 3272.3999
8249 | 3272.3999
8250 | 3272.3999
8251 | 3272.3999
8252 | 3272.3999
8253 | 3272.3999
8254 | 3272.3999
8255 | 3272.3999
8256 | 3272.3999
8257 | 2412.0001
8258 | 2412.0001
8259 | 2412.0001
8260 | 2412.0001
8261 | 2412.0001
8262 | 2412.0001
8263 | 2412.0001
8264 | 2412.0001
8265 | 2412.0001
8266 | 2412.0001
8267 | 2412.0001
8268 | 2412.0001
8269 | 2412.0001
8270 | 2412.0001
8271 | 2412.0001
8272 | 2412.0001
8273 | 2412.0001
8274 | 2412.0001
8275 | 2412.0001
8276 | 2412.0001
8277 | 2412.0001
8278 | 2412.0001
8279 | 2412.0001
8280 | 2412.0001
8281 | 1746.0001
8282 | 1746.0001
8283 | 1746.0001
8284 | 1746.0001
8285 | 1746.0001
8286 | 1746.0001
8287 | 1746.0001
8288 | 1746.0001
8289 | 1746.0001
8290 | 1746.0001
8291 | 1746.0001
8292 | 1746.0001
8293 | 1746.0001
8294 | 1746.0001
8295 | 1746.0001
8296 | 1746.0001
8297 | 1746.0001
8298 | 1746.0001
8299 | 1746.0001
8300 | 1746.0001
8301 | 1746.0001
8302 | 1746.0001
8303 | 1746.0001
8304 | 1746.0001
8305 | 1342.8
8306 | 1342.8
8307 | 1342.8
8308 | 1342.8
8309 | 1342.8
8310 | 1342.8
8311 | 1342.8
8312 | 1342.8
8313 | 1342.8
8314 | 1342.8
8315 | 1342.8
8316 | 1342.8
8317 | 1342.8
8318 | 1342.8
8319 | 1342.8
8320 | 1342.8
8321 | 1342.8
8322 | 1342.8
8323 | 1342.8
8324 | 1342.8
8325 | 1342.8
8326 | 1342.8
8327 | 1342.8
8328 | 1342.8
8329 | 1152
8330 | 1152
8331 | 1152
8332 | 1152
8333 | 1152
8334 | 1152
8335 | 1152
8336 | 1152
8337 | 1152
8338 | 1152
8339 | 1152
8340 | 1152
8341 | 1152
8342 | 1152
8343 | 1152
8344 | 1152
8345 | 1152
8346 | 1152
8347 | 1152
8348 | 1152
8349 | 1152
8350 | 1152
8351 | 1152
8352 | 1152
8353 | 932.4
8354 | 932.4
8355 | 932.4
8356 | 932.4
8357 | 932.4
8358 | 932.4
8359 | 932.4
8360 | 932.4
8361 | 932.4
8362 | 932.4
8363 | 932.4
8364 | 932.4
8365 | 932.4
8366 | 932.4
8367 | 932.4
8368 | 932.4
8369 | 932.4
8370 | 932.4
8371 | 932.4
8372 | 932.4
8373 | 932.4
8374 | 932.4
8375 | 932.4
8376 | 932.4
8377 | 817.2
8378 | 817.2
8379 | 817.2
8380 | 817.2
8381 | 817.2
8382 | 817.2
8383 | 817.2
8384 | 817.2
8385 | 817.2
8386 | 817.2
8387 | 817.2
8388 | 817.2
8389 | 817.2
8390 | 817.2
8391 | 817.2
8392 | 817.2
8393 | 817.2
8394 | 817.2
8395 | 817.2
8396 | 817.2
8397 | 817.2
8398 | 817.2
8399 | 817.2
8400 | 817.2
8401 | 626.4
8402 | 626.4
8403 | 626.4
8404 | 626.4
8405 | 626.4
8406 | 626.4
8407 | 626.4
8408 | 626.4
8409 | 626.4
8410 | 626.4
8411 | 626.4
8412 | 626.4
8413 | 626.4
8414 | 626.4
8415 | 626.4
8416 | 626.4
8417 | 626.4
8418 | 626.4
8419 | 626.4
8420 | 626.4
8421 | 626.4
8422 | 626.4
8423 | 626.4
8424 | 626.4
8425 | 496.8
8426 | 496.8
8427 | 496.8
8428 | 496.8
8429 | 496.8
8430 | 496.8
8431 | 496.8
8432 | 496.8
8433 | 496.8
8434 | 496.8
8435 | 496.8
8436 | 496.8
8437 | 496.8
8438 | 496.8
8439 | 496.8
8440 | 496.8
8441 | 496.8
8442 | 496.8
8443 | 496.8
8444 | 496.8
8445 | 496.8
8446 | 496.8
8447 | 496.8
8448 | 496.8
8449 | 439.2
8450 | 439.2
8451 | 439.2
8452 | 439.2
8453 | 439.2
8454 | 439.2
8455 | 439.2
8456 | 439.2
8457 | 439.2
8458 | 439.2
8459 | 439.2
8460 | 439.2
8461 | 439.2
8462 | 439.2
8463 | 439.2
8464 | 439.2
8465 | 439.2
8466 | 439.2
8467 | 439.2
8468 | 439.2
8469 | 439.2
8470 | 439.2
8471 | 439.2
8472 | 439.2
8473 | 399.6
8474 | 399.6
8475 | 399.6
8476 | 399.6
8477 | 399.6
8478 | 399.6
8479 | 399.6
8480 | 399.6
8481 | 399.6
8482 | 399.6
8483 | 399.6
8484 | 399.6
8485 | 399.6
8486 | 399.6
8487 | 399.6
8488 | 399.6
8489 | 399.6
8490 | 399.6
8491 | 399.6
8492 | 399.6
8493 | 399.6
8494 | 399.6
8495 | 399.6
8496 | 399.6
8497 | 378
8498 | 378
8499 | 378
8500 | 378
8501 | 378
8502 | 378
8503 | 378
8504 | 378
8505 | 378
8506 | 378
8507 | 378
8508 | 378
8509 | 378
8510 | 378
8511 | 378
8512 | 378
8513 | 378
8514 | 378
8515 | 378
8516 | 378
8517 | 378
8518 | 378
8519 | 378
8520 | 378
8521 | 500.4
8522 | 500.4
8523 | 500.4
8524 | 500.4
8525 | 500.4
8526 | 500.4
8527 | 500.4
8528 | 500.4
8529 | 500.4
8530 | 500.4
8531 | 500.4
8532 | 500.4
8533 | 500.4
8534 | 500.4
8535 | 500.4
8536 | 500.4
8537 | 500.4
8538 | 500.4
8539 | 500.4
8540 | 500.4
8541 | 500.4
8542 | 500.4
8543 | 500.4
8544 | 500.4
8545 | 3603.6002
8546 | 3603.6002
8547 | 3603.6002
8548 | 3603.6002
8549 | 3603.6002
8550 | 3603.6002
8551 | 3603.6002
8552 | 3603.6002
8553 | 3603.6002
8554 | 3603.6002
8555 | 3603.6002
8556 | 3603.6002
8557 | 3603.6002
8558 | 3603.6002
8559 | 3603.6002
8560 | 3603.6002
8561 | 3603.6002
8562 | 3603.6002
8563 | 3603.6002
8564 | 3603.6002
8565 | 3603.6002
8566 | 3603.6002
8567 | 3603.6002
8568 | 3603.6002
8569 | 2404.7999
8570 | 2404.7999
8571 | 2404.7999
8572 | 2404.7999
8573 | 2404.7999
8574 | 2404.7999
8575 | 2404.7999
8576 | 2404.7999
8577 | 2404.7999
8578 | 2404.7999
8579 | 2404.7999
8580 | 2404.7999
8581 | 2404.7999
8582 | 2404.7999
8583 | 2404.7999
8584 | 2404.7999
8585 | 2404.7999
8586 | 2404.7999
8587 | 2404.7999
8588 | 2404.7999
8589 | 2404.7999
8590 | 2404.7999
8591 | 2404.7999
8592 | 2404.7999
8593 | 1713.6
8594 | 1713.6
8595 | 1713.6
8596 | 1713.6
8597 | 1713.6
8598 | 1713.6
8599 | 1713.6
8600 | 1713.6
8601 | 1713.6
8602 | 1713.6
8603 | 1713.6
8604 | 1713.6
8605 | 1713.6
8606 | 1713.6
8607 | 1713.6
8608 | 1713.6
8609 | 1713.6
8610 | 1713.6
8611 | 1713.6
8612 | 1713.6
8613 | 1713.6
8614 | 1713.6
8615 | 1713.6
8616 | 1713.6
8617 | 1796.4
8618 | 1796.4
8619 | 1796.4
8620 | 1796.4
8621 | 1796.4
8622 | 1796.4
8623 | 1796.4
8624 | 1796.4
8625 | 1796.4
8626 | 1796.4
8627 | 1796.4
8628 | 1796.4
8629 | 1796.4
8630 | 1796.4
8631 | 1796.4
8632 | 1796.4
8633 | 1796.4
8634 | 1796.4
8635 | 1796.4
8636 | 1796.4
8637 | 1796.4
8638 | 1796.4
8639 | 1796.4
8640 | 1796.4
8641 | 5396.3998
8642 | 5396.3998
8643 | 5396.3998
8644 | 5396.3998
8645 | 5396.3998
8646 | 5396.3998
8647 | 5396.3998
8648 | 5396.3998
8649 | 5396.3998
8650 | 5396.3998
8651 | 5396.3998
8652 | 5396.3998
8653 | 5396.3998
8654 | 5396.3998
8655 | 5396.3998
8656 | 5396.3998
8657 | 5396.3998
8658 | 5396.3998
8659 | 5396.3998
8660 | 5396.3998
8661 | 5396.3998
8662 | 5396.3998
8663 | 5396.3998
8664 | 5396.3998
8665 | 5248.7998
8666 | 5248.7998
8667 | 5248.7998
8668 | 5248.7998
8669 | 5248.7998
8670 | 5248.7998
8671 | 5248.7998
8672 | 5248.7998
8673 | 5248.7998
8674 | 5248.7998
8675 | 5248.7998
8676 | 5248.7998
8677 | 5248.7998
8678 | 5248.7998
8679 | 5248.7998
8680 | 5248.7998
8681 | 5248.7998
8682 | 5248.7998
8683 | 5248.7998
8684 | 5248.7998
8685 | 5248.7998
8686 | 5248.7998
8687 | 5248.7998
8688 | 5248.7998
8689 | 3772.7999
8690 | 3772.7999
8691 | 3772.7999
8692 | 3772.7999
8693 | 3772.7999
8694 | 3772.7999
8695 | 3772.7999
8696 | 3772.7999
8697 | 3772.7999
8698 | 3772.7999
8699 | 3772.7999
8700 | 3772.7999
8701 | 3772.7999
8702 | 3772.7999
8703 | 3772.7999
8704 | 3772.7999
8705 | 3772.7999
8706 | 3772.7999
8707 | 3772.7999
8708 | 3772.7999
8709 | 3772.7999
8710 | 3772.7999
8711 | 3772.7999
8712 | 3772.7999
8713 | 2876.4001
8714 | 2876.4001
8715 | 2876.4001
8716 | 2876.4001
8717 | 2876.4001
8718 | 2876.4001
8719 | 2876.4001
8720 | 2876.4001
8721 | 2876.4001
8722 | 2876.4001
8723 | 2876.4001
8724 | 2876.4001
8725 | 2876.4001
8726 | 2876.4001
8727 | 2876.4001
8728 | 2876.4001
8729 | 2876.4001
8730 | 2876.4001
8731 | 2876.4001
8732 | 2876.4001
8733 | 2876.4001
8734 | 2876.4001
8735 | 2876.4001
8736 | 2876.4001
8737 | 2087.9999
8738 | 2087.9999
8739 | 2087.9999
8740 | 2087.9999
8741 | 2087.9999
8742 | 2087.9999
8743 | 2087.9999
8744 | 2087.9999
8745 | 2087.9999
8746 | 2087.9999
8747 | 2087.9999
8748 | 2087.9999
8749 | 2087.9999
8750 | 2087.9999
8751 | 2087.9999
8752 | 2087.9999
8753 | 2087.9999
8754 | 2087.9999
8755 | 2087.9999
8756 | 2087.9999
8757 | 2087.9999
8758 | 2087.9999
8759 | 2087.9999
8760 | 2087.9999

## buses
name | carrier | x | y
EC | AC | 26.4194 | -32.2968
FS | AC | 26.8141 | -28.4541
GP | AC | 28.2184 | -26.2708
ZN | AC | 30.5595 | -28.5306
LP | AC | 29.8739 | -23.4015
MP | AC | 30.4044 | -25.5653
NW | AC | 25.7906 | -26.4649
NC | AC | 21.8569 | -29.046
WC | AC | 19.4294 | -33.2278

## carriers
name | color
AC | red
coal | black
wind | blue
solar | orange
nuclear | purple
oil | grey
hydro | dark blue
loadshedding | brown

## generators
name | bus | carrier | p_nom | marginal_cost | ramp_limit_up | ramp_limit_down
CFPP Mpumalanga | EC | coal | 13272 | 600 | 0.045 | 0.045
CFPP Free State | FS | coal | 3708 | 650 | 0.016 | 0.016
CFPP Limpopo | LP | coal | 8310 | 450 | 0.07 | 0.07
Solar Eastern Cape | EC | solar | 100 | 0
Solar Free State | FS | solar | 75 | 0
Solar Gauteng | GP | solar | 100 | 0
Solar KwaZulu-Natal | ZN | solar | 50 | 0
Solar Limpopo | LP | solar | 50 | 0
Solar Mpumalanga | MP | solar | 50 | 0
Solar North West | NW | solar | 50 | 0
Solar Northern Cape | NC | solar | 1500 | 0
Solar Western Cape | WC | solar | 100 | 0
Wind Eastern Cape | EC | wind | 700 | 0
Wind Free State | FS | wind | 0 | 0
Wind Gauteng | GP | wind | 0 | 0
Wind KwaZulu-Natal | ZN | wind | 0 | 0
Wind Limpopo | LP | wind | 0 | 0
Wind Mpumalanga | MP | wind | 0 | 0
Wind North West | NW | wind | 0 | 0
Wind Northern Cape | NC | wind | 150 | 0
Wind Western Cape | WC | wind | 100 | 0
OCGT Eastern Cape | EC | oil | 2500 | 1000
OCGT Western Cape | WC | oil | 1300 | 1001
CCGT KZN | ZN | oil | 3000 | 1002
Loadshedding Eastern Cape | EC | loadshedding | 100000 | 10000
Loadshedding Free State | FS | loadshedding | 100000 | 10000
Loadshedding Gauteng | GP | loadshedding | 100000 | 10000
Loadshedding KwaZulu-Natal | ZN | loadshedding | 100000 | 10000
Loadshedding Limpopo | LP | loadshedding | 100000 | 10000
Loadshedding Mpumalanga | MP | loadshedding | 100000 | 10000
Loadshedding Northern Cape | NC | loadshedding | 100000 | 10000
Loadshedding North West | NW | loadshedding | 100000 | 10000
Loadshedding Western Cape | WC | loadshedding | 100000 | 10000

## links
name | bus0 | bus1 | carrier | p_nom | marginal_cost | p_min_pu
Eastern Cape to Free State | EC | FS | AC | 800 | 0 | -1
Eastern Cape to KwaZulu-Natal | EC | ZN | AC | 800 | 0 | -1
Eastern Cape to Northern Cape | EC | NC | AC | 1800 | 0 | -1
Eastern Cape to Western Cape | EC | WC | AC | 5000 | 0 | -1
Free State to Gauteng | FS | GP | AC | 3500 | 0 | -1
Free State to KwaZulu-Natal | FS | ZN | AC | 3000 | 0 | -1
Free State to Mpumalanga | FS | MP | AC | 1000 | 0 | -1
Free State to North West | FS | NW | AC | 1000 | 0 | -1
Free State to Northern Cape | FS | NC | AC | 5000 | 0 | -1
Gauteng to Limpopo | GP | LP | AC | 12000 | 0 | -1
Gauteng to Mpumalanga | GP | MP | AC | 12000 | 0 | -1
Gauteng to North West | GP | NW | AC | 5000 | 0 | -1
KwaZulu-Natal to Mpumalanga | ZN | MP | AC | 3000 | 0 | -1
KwaZulu-Natal to Free State | ZN | FS | AC | 3000 | 0 | -1
Limpopo to Mpumalanga | LP | MP | AC | 2000 | 0 | -1
Limpopo to North West | LP | NW | AC | 500 | 0 | -1
Northern Cape to North West | NC | NW | AC | 800 | 0 | -1
Northern Cape to Western Cape | NC | WC | AC | 3000 | 0 | -1

## loads
name | bus | carrier
Eastern Cape Load | EC | AC
Free State Load | FS | AC
Gauteng Load | GP | AC
KwaZulu Natal Load | ZN | AC
Limpopo Load | LP | AC
Mpumalanga Load | MP | AC
North West Load | NW | AC
Northern Cape Load | NC | AC
Western Cape Load | WC | AC

## storage_units
name | bus | carrier | p_nom | max_hours | efficiency_store | efficiency_dispatch
Ingula | ZN | hydro | 1332 | 16 | 0.88 | 0.88
Drakensberg | ZN | hydro | 1000 | 28 | 0.88 | 0.88
Palmiet | WC | hydro | 400 | 14 | 0.88 | 0.88
Steenbras | WC | hydro | 180 | 30 | 0.88 | 0.88
BESS 1 | EC | hydro | 0 | 1 | 1 | 1
BESS 2 | EC | hydro | 0 | 1 | 1 | 1
BESS 3 | EC | hydro | 0 | 1 | 1 | 1
BESS 4 | EC | hydro | 0 | 1 | 1 | 1
BESS 5 | EC | hydro | 0 | 1 | 1 | 1
BESS 6 | EC | hydro | 0 | 1 | 1 | 1

## snapshots
time
2024-01-01
2024-01-01 01:00
2024-01-01 02:00
2024-01-01 03:00
2024-01-01 04:00
2024-01-01 05:00
2024-01-01 06:00
2024-01-01 07:00
2024-01-01 08:00
2024-01-01 09:00
2024-01-01 10:00
2024-01-01 11:00
2024-01-01 12:00
2024-01-01 13:00
2024-01-01 14:00
2024-01-01 15:00
2024-01-01 16:00
2024-01-01 17:00
2024-01-01 18:00
2024-01-01 19:00
2024-01-01 20:00
2024-01-01 21:00
2024-01-01 22:00
2024-01-01 23:00
2024-01-02
2024-01-02 01:00
2024-01-02 02:00
2024-01-02 03:00
2024-01-02 04:00
2024-01-02 05:00
2024-01-02 06:00
2024-01-02 07:00
2024-01-02 08:00
2024-01-02 09:00
2024-01-02 10:00
2024-01-02 11:00
2024-01-02 12:00
2024-01-02 13:00
2024-01-02 14:00
2024-01-02 15:00
2024-01-02 16:00
2024-01-02 17:00
2024-01-02 18:00
2024-01-02 19:00
2024-01-02 20:00
2024-01-02 21:00
2024-01-02 22:00
2024-01-02 23:00
2024-01-03
2024-01-03 01:00
2024-01-03 02:00
2024-01-03 03:00
2024-01-03 04:00
2024-01-03 05:00
2024-01-03 06:00
2024-01-03 07:00
2024-01-03 08:00
2024-01-03 09:00
2024-01-03 10:00
2024-01-03 11:00
2024-01-03 12:00
2024-01-03 13:00
2024-01-03 14:00
2024-01-03 15:00
2024-01-03 16:00
2024-01-03 17:00
2024-01-03 18:00
2024-01-03 19:00
2024-01-03 20:00
2024-01-03 21:00
2024-01-03 22:00
2024-01-03 23:00
2024-01-04
2024-01-04 01:00
2024-01-04 02:00
2024-01-04 03:00
2024-01-04 04:00
2024-01-04 05:00
2024-01-04 06:00
2024-01-04 07:00
2024-01-04 08:00
2024-01-04 09:00
2024-01-04 10:00
2024-01-04 11:00
2024-01-04 12:00
2024-01-04 13:00
2024-01-04 14:00
2024-01-04 15:00
2024-01-04 16:00
2024-01-04 17:00
2024-01-04 18:00
2024-01-04 19:00
2024-01-04 20:00
2024-01-04 21:00
2024-01-04 22:00
2024-01-04 23:00
2024-01-05
2024-01-05 01:00
2024-01-05 02:00
2024-01-05 03:00
2024-01-05 04:00
2024-01-05 05:00
2024-01-05 06:00
2024-01-05 07:00
2024-01-05 08:00
2024-01-05 09:00
2024-01-05 10:00
2024-01-05 11:00
2024-01-05 12:00
2024-01-05 13:00
2024-01-05 14:00
2024-01-05 15:00
2024-01-05 16:00
2024-01-05 17:00
2024-01-05 18:00
2024-01-05 19:00
2024-01-05 20:00
2024-01-05 21:00
2024-01-05 22:00
2024-01-05 23:00
2024-01-06
2024-01-06 01:00
2024-01-06 02:00
2024-01-06 03:00
2024-01-06 04:00
2024-01-06 05:00
2024-01-06 06:00
2024-01-06 07:00
2024-01-06 08:00
2024-01-06 09:00
2024-01-06 10:00
2024-01-06 11:00
2024-01-06 12:00
2024-01-06 13:00
2024-01-06 14:00
2024-01-06 15:00
2024-01-06 16:00
2024-01-06 17:00
2024-01-06 18:00
2024-01-06 19:00
2024-01-06 20:00
2024-01-06 21:00
2024-01-06 22:00
2024-01-06 23:00
2024-01-07
2024-01-07 01:00
2024-01-07 02:00
2024-01-07 03:00
2024-01-07 04:00
2024-01-07 05:00
2024-01-07 06:00
2024-01-07 07:00
2024-01-07 08:00
2024-01-07 09:00
2024-01-07 10:00
2024-01-07 11:00
2024-01-07 12:00
2024-01-07 13:00
2024-01-07 14:00
2024-01-07 15:00
2024-01-07 16:00
2024-01-07 17:00
2024-01-07 18:00
2024-01-07 19:00
2024-01-07 20:00
2024-01-07 21:00
2024-01-07 22:00
2024-01-07 23:00
2024-01-08
2024-01-08 01:00
2024-01-08 02:00
2024-01-08 03:00
2024-01-08 04:00
2024-01-08 05:00
2024-01-08 06:00
2024-01-08 07:00
2024-01-08 08:00
2024-01-08 09:00
2024-01-08 10:00
2024-01-08 11:00
2024-01-08 12:00
2024-01-08 13:00
2024-01-08 14:00
2024-01-08 15:00
2024-01-08 16:00
2024-01-08 17:00
2024-01-08 18:00
2024-01-08 19:00
2024-01-08 20:00
2024-01-08 21:00
2024-01-08 22:00
2024-01-08 23:00
2024-01-09
2024-01-09 01:00
2024-01-09 02:00
2024-01-09 03:00
2024-01-09 04:00
2024-01-09 05:00
2024-01-09 06:00
2024-01-09 07:00
2024-01-09 08:00
2024-01-09 09:00
2024-01-09 10:00
2024-01-09 11:00
2024-01-09 12:00
2024-01-09 13:00
2024-01-09 14:00
2024-01-09 15:00
2024-01-09 16:00
2024-01-09 17:00
2024-01-09 18:00
2024-01-09 19:00
2024-01-09 20:00
2024-01-09 21:00
2024-01-09 22:00
2024-01-09 23:00
2024-01-10
2024-01-10 01:00
2024-01-10 02:00
2024-01-10 03:00
2024-01-10 04:00
2024-01-10 05:00
2024-01-10 06:00
2024-01-10 07:00
2024-01-10 08:00
2024-01-10 09:00
2024-01-10 10:00
2024-01-10 11:00
2024-01-10 12:00
2024-01-10 13:00
2024-01-10 14:00
2024-01-10 15:00
2024-01-10 16:00
2024-01-10 17:00
2024-01-10 18:00
2024-01-10 19:00
2024-01-10 20:00
2024-01-10 21:00
2024-01-10 22:00
2024-01-10 23:00
2024-01-11
2024-01-11 01:00
2024-01-11 02:00
2024-01-11 03:00
2024-01-11 04:00
2024-01-11 05:00
2024-01-11 06:00
2024-01-11 07:00
2024-01-11 08:00
2024-01-11 09:00
2024-01-11 10:00
2024-01-11 11:00
2024-01-11 12:00
2024-01-11 13:00
2024-01-11 14:00
2024-01-11 15:00
2024-01-11 16:00
2024-01-11 17:00
2024-01-11 18:00
2024-01-11 19:00
2024-01-11 20:00
2024-01-11 21:00
2024-01-11 22:00
2024-01-11 23:00
2024-01-12
2024-01-12 01:00
2024-01-12 02:00
2024-01-12 03:00
2024-01-12 04:00
2024-01-12 05:00
2024-01-12 06:00
2024-01-12 07:00
2024-01-12 08:00
2024-01-12 09:00
2024-01-12 10:00
2024-01-12 11:00
2024-01-12 12:00
2024-01-12 13:00
2024-01-12 14:00
2024-01-12 15:00
2024-01-12 16:00
2024-01-12 17:00
2024-01-12 18:00
2024-01-12 19:00
2024-01-12 20:00
2024-01-12 21:00
2024-01-12 22:00
2024-01-12 23:00
2024-01-13
2024-01-13 01:00
2024-01-13 02:00
2024-01-13 03:00
2024-01-13 04:00
2024-01-13 05:00
2024-01-13 06:00
2024-01-13 07:00
2024-01-13 08:00
2024-01-13 09:00
2024-01-13 10:00
2024-01-13 11:00
2024-01-13 12:00
2024-01-13 13:00
2024-01-13 14:00
2024-01-13 15:00
2024-01-13 16:00
2024-01-13 17:00
2024-01-13 18:00
2024-01-13 19:00
2024-01-13 20:00
2024-01-13 21:00
2024-01-13 22:00
2024-01-13 23:00
2024-01-14
2024-01-14 01:00
2024-01-14 02:00
2024-01-14 03:00
2024-01-14 04:00
2024-01-14 05:00
2024-01-14 06:00
2024-01-14 07:00
2024-01-14 08:00
2024-01-14 09:00
2024-01-14 10:00
2024-01-14 11:00
2024-01-14 12:00
2024-01-14 13:00
2024-01-14 14:00
2024-01-14 15:00
2024-01-14 16:00
2024-01-14 17:00
2024-01-14 18:00
2024-01-14 19:00
2024-01-14 20:00
2024-01-14 21:00
2024-01-14 22:00
2024-01-14 23:00
2024-01-15
2024-01-15 01:00
2024-01-15 02:00
2024-01-15 03:00
2024-01-15 04:00
2024-01-15 05:00
2024-01-15 06:00
2024-01-15 07:00
2024-01-15 08:00
2024-01-15 09:00
2024-01-15 10:00
2024-01-15 11:00
2024-01-15 12:00
2024-01-15 13:00
2024-01-15 14:00
2024-01-15 15:00
2024-01-15 16:00
2024-01-15 17:00
2024-01-15 18:00
2024-01-15 19:00
2024-01-15 20:00
2024-01-15 21:00
2024-01-15 22:00
2024-01-15 23:00
2024-01-16
2024-01-16 01:00
2024-01-16 02:00
2024-01-16 03:00
2024-01-16 04:00
2024-01-16 05:00
2024-01-16 06:00
2024-01-16 07:00
2024-01-16 08:00
2024-01-16 09:00
2024-01-16 10:00
2024-01-16 11:00
2024-01-16 12:00
2024-01-16 13:00
2024-01-16 14:00
2024-01-16 15:00
2024-01-16 16:00
2024-01-16 17:00
2024-01-16 18:00
2024-01-16 19:00
2024-01-16 20:00
2024-01-16 21:00
2024-01-16 22:00
2024-01-16 23:00
2024-01-17
2024-01-17 01:00
2024-01-17 02:00
2024-01-17 03:00
2024-01-17 04:00
2024-01-17 05:00
2024-01-17 06:00
2024-01-17 07:00
2024-01-17 08:00
2024-01-17 09:00
2024-01-17 10:00
2024-01-17 11:00
2024-01-17 12:00
2024-01-17 13:00
2024-01-17 14:00
2024-01-17 15:00
2024-01-17 16:00
2024-01-17 17:00
2024-01-17 18:00
2024-01-17 19:00
2024-01-17 20:00
2024-01-17 21:00
2024-01-17 22:00
2024-01-17 23:00
2024-01-18
2024-01-18 01:00
2024-01-18 02:00
2024-01-18 03:00
2024-01-18 04:00
2024-01-18 05:00
2024-01-18 06:00
2024-01-18 07:00
2024-01-18 08:00
2024-01-18 09:00
2024-01-18 10:00
2024-01-18 11:00
2024-01-18 12:00
2024-01-18 13:00
2024-01-18 14:00
2024-01-18 15:00
2024-01-18 16:00
2024-01-18 17:00
2024-01-18 18:00
2024-01-18 19:00
2024-01-18 20:00
2024-01-18 21:00
2024-01-18 22:00
2024-01-18 23:00
2024-01-19
2024-01-19 01:00
2024-01-19 02:00
2024-01-19 03:00
2024-01-19 04:00
2024-01-19 05:00
2024-01-19 06:00
2024-01-19 07:00
2024-01-19 08:00
2024-01-19 09:00
2024-01-19 10:00
2024-01-19 11:00
2024-01-19 12:00
2024-01-19 13:00
2024-01-19 14:00
2024-01-19 15:00
2024-01-19 16:00
2024-01-19 17:00
2024-01-19 18:00
2024-01-19 19:00
2024-01-19 20:00
2024-01-19 21:00
2024-01-19 22:00
2024-01-19 23:00
2024-01-20
2024-01-20 01:00
2024-01-20 02:00
2024-01-20 03:00
2024-01-20 04:00
2024-01-20 05:00
2024-01-20 06:00
2024-01-20 07:00
2024-01-20 08:00
2024-01-20 09:00
2024-01-20 10:00
2024-01-20 11:00
2024-01-20 12:00
2024-01-20 13:00
2024-01-20 14:00
2024-01-20 15:00
2024-01-20 16:00
2024-01-20 17:00
2024-01-20 18:00
2024-01-20 19:00
2024-01-20 20:00
2024-01-20 21:00
2024-01-20 22:00
2024-01-20 23:00
2024-01-21
2024-01-21 01:00
2024-01-21 02:00
2024-01-21 03:00
2024-01-21 04:00
2024-01-21 05:00
2024-01-21 06:00
2024-01-21 07:00
2024-01-21 08:00
2024-01-21 09:00
2024-01-21 10:00
2024-01-21 11:00
2024-01-21 12:00
2024-01-21 13:00
2024-01-21 14:00
2024-01-21 15:00
2024-01-21 16:00
2024-01-21 17:00
2024-01-21 18:00
2024-01-21 19:00
2024-01-21 20:00
2024-01-21 21:00
2024-01-21 22:00
2024-01-21 23:00
2024-01-22
2024-01-22 01:00
2024-01-22 02:00
2024-01-22 03:00
2024-01-22 04:00
2024-01-22 05:00
2024-01-22 06:00
2024-01-22 07:00
2024-01-22 08:00
2024-01-22 09:00
2024-01-22 10:00
2024-01-22 11:00
2024-01-22 12:00
2024-01-22 13:00
2024-01-22 14:00
2024-01-22 15:00
2024-01-22 16:00
2024-01-22 17:00
2024-01-22 18:00
2024-01-22 19:00
2024-01-22 20:00
2024-01-22 21:00
2024-01-22 22:00
2024-01-22 23:00
2024-01-23
2024-01-23 01:00
2024-01-23 02:00
2024-01-23 03:00
2024-01-23 04:00
2024-01-23 05:00
2024-01-23 06:00
2024-01-23 07:00
2024-01-23 08:00
2024-01-23 09:00
2024-01-23 10:00
2024-01-23 11:00
2024-01-23 12:00
2024-01-23 13:00
2024-01-23 14:00
2024-01-23 15:00
2024-01-23 16:00
2024-01-23 17:00
2024-01-23 18:00
2024-01-23 19:00
2024-01-23 20:00
2024-01-23 21:00
2024-01-23 22:00
2024-01-23 23:00
2024-01-24
2024-01-24 01:00
2024-01-24 02:00
2024-01-24 03:00
2024-01-24 04:00
2024-01-24 05:00
2024-01-24 06:00
2024-01-24 07:00
2024-01-24 08:00
2024-01-24 09:00
2024-01-24 10:00
2024-01-24 11:00
2024-01-24 12:00
2024-01-24 13:00
2024-01-24 14:00
2024-01-24 15:00
2024-01-24 16:00
2024-01-24 17:00
2024-01-24 18:00
2024-01-24 19:00
2024-01-24 20:00
2024-01-24 21:00
2024-01-24 22:00
2024-01-24 23:00
2024-01-25
2024-01-25 01:00
2024-01-25 02:00
2024-01-25 03:00
2024-01-25 04:00
2024-01-25 05:00
2024-01-25 06:00
2024-01-25 07:00
2024-01-25 08:00
2024-01-25 09:00
2024-01-25 10:00
2024-01-25 11:00
2024-01-25 12:00
2024-01-25 13:00
2024-01-25 14:00
2024-01-25 15:00
2024-01-25 16:00
2024-01-25 17:00
2024-01-25 18:00
2024-01-25 19:00
2024-01-25 20:00
2024-01-25 21:00
2024-01-25 22:00
2024-01-25 23:00
2024-01-26
2024-01-26 01:00
2024-01-26 02:00
2024-01-26 03:00
2024-01-26 04:00
2024-01-26 05:00
2024-01-26 06:00
2024-01-26 07:00
2024-01-26 08:00
2024-01-26 09:00
2024-01-26 10:00
2024-01-26 11:00
2024-01-26 12:00
2024-01-26 13:00
2024-01-26 14:00
2024-01-26 15:00
2024-01-26 16:00
2024-01-26 17:00
2024-01-26 18:00
2024-01-26 19:00
2024-01-26 20:00
2024-01-26 21:00
2024-01-26 22:00
2024-01-26 23:00
2024-01-27
2024-01-27 01:00
2024-01-27 02:00
2024-01-27 03:00
2024-01-27 04:00
2024-01-27 05:00
2024-01-27 06:00
2024-01-27 07:00
2024-01-27 08:00
2024-01-27 09:00
2024-01-27 10:00
2024-01-27 11:00
2024-01-27 12:00
2024-01-27 13:00
2024-01-27 14:00
2024-01-27 15:00
2024-01-27 16:00
2024-01-27 17:00
2024-01-27 18:00
2024-01-27 19:00
2024-01-27 20:00
2024-01-27 21:00
2024-01-27 22:00
2024-01-27 23:00
2024-01-28
2024-01-28 01:00
2024-01-28 02:00
2024-01-28 03:00
2024-01-28 04:00
2024-01-28 05:00
2024-01-28 06:00
2024-01-28 07:00
2024-01-28 08:00
2024-01-28 09:00
2024-01-28 10:00
2024-01-28 11:00
2024-01-28 12:00
2024-01-28 13:00
2024-01-28 14:00
2024-01-28 15:00
2024-01-28 16:00
2024-01-28 17:00
2024-01-28 18:00
2024-01-28 19:00
2024-01-28 20:00
2024-01-28 21:00
2024-01-28 22:00
2024-01-28 23:00
2024-01-29
2024-01-29 01:00
2024-01-29 02:00
2024-01-29 03:00
2024-01-29 04:00
2024-01-29 05:00
2024-01-29 06:00
2024-01-29 07:00
2024-01-29 08:00
2024-01-29 09:00
2024-01-29 10:00
2024-01-29 11:00
2024-01-29 12:00
2024-01-29 13:00
2024-01-29 14:00
2024-01-29 15:00
2024-01-29 16:00
2024-01-29 17:00
2024-01-29 18:00
2024-01-29 19:00
2024-01-29 20:00
2024-01-29 21:00
2024-01-29 22:00
2024-01-29 23:00
2024-01-30
2024-01-30 01:00
2024-01-30 02:00
2024-01-30 03:00
2024-01-30 04:00
2024-01-30 05:00
2024-01-30 06:00
2024-01-30 07:00
2024-01-30 08:00
2024-01-30 09:00
2024-01-30 10:00
2024-01-30 11:00
2024-01-30 12:00
2024-01-30 13:00
2024-01-30 14:00
2024-01-30 15:00
2024-01-30 16:00
2024-01-30 17:00
2024-01-30 18:00
2024-01-30 19:00
2024-01-30 20:00
2024-01-30 21:00
2024-01-30 22:00
2024-01-30 23:00
2024-01-31
2024-01-31 01:00
2024-01-31 02:00
2024-01-31 03:00
2024-01-31 04:00
2024-01-31 05:00
2024-01-31 06:00
2024-01-31 07:00
2024-01-31 08:00
2024-01-31 09:00
2024-01-31 10:00
2024-01-31 11:00
2024-01-31 12:00
2024-01-31 13:00
2024-01-31 14:00
2024-01-31 15:00
2024-01-31 16:00
2024-01-31 17:00
2024-01-31 18:00
2024-01-31 19:00
2024-01-31 20:00
2024-01-31 21:00
2024-01-31 22:00
2024-01-31 23:00
2024-02-01
2024-02-01 01:00
2024-02-01 02:00
2024-02-01 03:00
2024-02-01 04:00
2024-02-01 05:00
2024-02-01 06:00
2024-02-01 07:00
2024-02-01 08:00
2024-02-01 09:00
2024-02-01 10:00
2024-02-01 11:00
2024-02-01 12:00
2024-02-01 13:00
2024-02-01 14:00
2024-02-01 15:00
2024-02-01 16:00
2024-02-01 17:00
2024-02-01 18:00
2024-02-01 19:00
2024-02-01 20:00
2024-02-01 21:00
2024-02-01 22:00
2024-02-01 23:00
2024-02-02
2024-02-02 01:00
2024-02-02 02:00
2024-02-02 03:00
2024-02-02 04:00
2024-02-02 05:00
2024-02-02 06:00
2024-02-02 07:00
2024-02-02 08:00
2024-02-02 09:00
2024-02-02 10:00
2024-02-02 11:00
2024-02-02 12:00
2024-02-02 13:00
2024-02-02 14:00
2024-02-02 15:00
2024-02-02 16:00
2024-02-02 17:00
2024-02-02 18:00
2024-02-02 19:00
2024-02-02 20:00
2024-02-02 21:00
2024-02-02 22:00
2024-02-02 23:00
2024-02-03
2024-02-03 01:00
2024-02-03 02:00
2024-02-03 03:00
2024-02-03 04:00
2024-02-03 05:00
2024-02-03 06:00
2024-02-03 07:00
2024-02-03 08:00
2024-02-03 09:00
2024-02-03 10:00
2024-02-03 11:00
2024-02-03 12:00
2024-02-03 13:00
2024-02-03 14:00
2024-02-03 15:00
2024-02-03 16:00
2024-02-03 17:00
2024-02-03 18:00
2024-02-03 19:00
2024-02-03 20:00
2024-02-03 21:00
2024-02-03 22:00
2024-02-03 23:00
2024-02-04
2024-02-04 01:00
2024-02-04 02:00
2024-02-04 03:00
2024-02-04 04:00
2024-02-04 05:00
2024-02-04 06:00
2024-02-04 07:00
2024-02-04 08:00
2024-02-04 09:00
2024-02-04 10:00
2024-02-04 11:00
2024-02-04 12:00
2024-02-04 13:00
2024-02-04 14:00
2024-02-04 15:00
2024-02-04 16:00
2024-02-04 17:00
2024-02-04 18:00
2024-02-04 19:00
2024-02-04 20:00
2024-02-04 21:00
2024-02-04 22:00
2024-02-04 23:00
2024-02-05
2024-02-05 01:00
2024-02-05 02:00
2024-02-05 03:00
2024-02-05 04:00
2024-02-05 05:00
2024-02-05 06:00
2024-02-05 07:00
2024-02-05 08:00
2024-02-05 09:00
2024-02-05 10:00
2024-02-05 11:00
2024-02-05 12:00
2024-02-05 13:00
2024-02-05 14:00
2024-02-05 15:00
2024-02-05 16:00
2024-02-05 17:00
2024-02-05 18:00
2024-02-05 19:00
2024-02-05 20:00
2024-02-05 21:00
2024-02-05 22:00
2024-02-05 23:00
2024-02-06
2024-02-06 01:00
2024-02-06 02:00
2024-02-06 03:00
2024-02-06 04:00
2024-02-06 05:00
2024-02-06 06:00
2024-02-06 07:00
2024-02-06 08:00
2024-02-06 09:00
2024-02-06 10:00
2024-02-06 11:00
2024-02-06 12:00
2024-02-06 13:00
2024-02-06 14:00
2024-02-06 15:00
2024-02-06 16:00
2024-02-06 17:00
2024-02-06 18:00
2024-02-06 19:00
2024-02-06 20:00
2024-02-06 21:00
2024-02-06 22:00
2024-02-06 23:00
2024-02-07
2024-02-07 01:00
2024-02-07 02:00
2024-02-07 03:00
2024-02-07 04:00
2024-02-07 05:00
2024-02-07 06:00
2024-02-07 07:00
2024-02-07 08:00
2024-02-07 09:00
2024-02-07 10:00
2024-02-07 11:00
2024-02-07 12:00
2024-02-07 13:00
2024-02-07 14:00
2024-02-07 15:00
2024-02-07 16:00
2024-02-07 17:00
2024-02-07 18:00
2024-02-07 19:00
2024-02-07 20:00
2024-02-07 21:00
2024-02-07 22:00
2024-02-07 23:00
2024-02-08
2024-02-08 01:00
2024-02-08 02:00
2024-02-08 03:00
2024-02-08 04:00
2024-02-08 05:00
2024-02-08 06:00
2024-02-08 07:00
2024-02-08 08:00
2024-02-08 09:00
2024-02-08 10:00
2024-02-08 11:00
2024-02-08 12:00
2024-02-08 13:00
2024-02-08 14:00
2024-02-08 15:00
2024-02-08 16:00
2024-02-08 17:00
2024-02-08 18:00
2024-02-08 19:00
2024-02-08 20:00
2024-02-08 21:00
2024-02-08 22:00
2024-02-08 23:00
2024-02-09
2024-02-09 01:00
2024-02-09 02:00
2024-02-09 03:00
2024-02-09 04:00
2024-02-09 05:00
2024-02-09 06:00
2024-02-09 07:00
2024-02-09 08:00
2024-02-09 09:00
2024-02-09 10:00
2024-02-09 11:00
2024-02-09 12:00
2024-02-09 13:00
2024-02-09 14:00
2024-02-09 15:00
2024-02-09 16:00
2024-02-09 17:00
2024-02-09 18:00
2024-02-09 19:00
2024-02-09 20:00
2024-02-09 21:00
2024-02-09 22:00
2024-02-09 23:00
2024-02-10
2024-02-10 01:00
2024-02-10 02:00
2024-02-10 03:00
2024-02-10 04:00
2024-02-10 05:00
2024-02-10 06:00
2024-02-10 07:00
2024-02-10 08:00
2024-02-10 09:00
2024-02-10 10:00
2024-02-10 11:00
2024-02-10 12:00
2024-02-10 13:00
2024-02-10 14:00
2024-02-10 15:00
2024-02-10 16:00
2024-02-10 17:00
2024-02-10 18:00
2024-02-10 19:00
2024-02-10 20:00
2024-02-10 21:00
2024-02-10 22:00
2024-02-10 23:00
2024-02-11
2024-02-11 01:00
2024-02-11 02:00
2024-02-11 03:00
2024-02-11 04:00
2024-02-11 05:00
2024-02-11 06:00
2024-02-11 07:00
2024-02-11 08:00
2024-02-11 09:00
2024-02-11 10:00
2024-02-11 11:00
2024-02-11 12:00
2024-02-11 13:00
2024-02-11 14:00
2024-02-11 15:00
2024-02-11 16:00
2024-02-11 17:00
2024-02-11 18:00
2024-02-11 19:00
2024-02-11 20:00
2024-02-11 21:00
2024-02-11 22:00
2024-02-11 23:00
2024-02-12
2024-02-12 01:00
2024-02-12 02:00
2024-02-12 03:00
2024-02-12 04:00
2024-02-12 05:00
2024-02-12 06:00
2024-02-12 07:00
2024-02-12 08:00
2024-02-12 09:00
2024-02-12 10:00
2024-02-12 11:00
2024-02-12 12:00
2024-02-12 13:00
2024-02-12 14:00
2024-02-12 15:00
2024-02-12 16:00
2024-02-12 17:00
2024-02-12 18:00
2024-02-12 19:00
2024-02-12 20:00
2024-02-12 21:00
2024-02-12 22:00
2024-02-12 23:00
2024-02-13
2024-02-13 01:00
2024-02-13 02:00
2024-02-13 03:00
2024-02-13 04:00
2024-02-13 05:00
2024-02-13 06:00
2024-02-13 07:00
2024-02-13 08:00
2024-02-13 09:00
2024-02-13 10:00
2024-02-13 11:00
2024-02-13 12:00
2024-02-13 13:00
2024-02-13 14:00
2024-02-13 15:00
2024-02-13 16:00
2024-02-13 17:00
2024-02-13 18:00
2024-02-13 19:00
2024-02-13 20:00
2024-02-13 21:00
2024-02-13 22:00
2024-02-13 23:00
2024-02-14
2024-02-14 01:00
2024-02-14 02:00
2024-02-14 03:00
2024-02-14 04:00
2024-02-14 05:00
2024-02-14 06:00
2024-02-14 07:00
2024-02-14 08:00
2024-02-14 09:00
2024-02-14 10:00
2024-02-14 11:00
2024-02-14 12:00
2024-02-14 13:00
2024-02-14 14:00
2024-02-14 15:00
2024-02-14 16:00
2024-02-14 17:00
2024-02-14 18:00
2024-02-14 19:00
2024-02-14 20:00
2024-02-14 21:00
2024-02-14 22:00
2024-02-14 23:00
2024-02-15
2024-02-15 01:00
2024-02-15 02:00
2024-02-15 03:00
2024-02-15 04:00
2024-02-15 05:00
2024-02-15 06:00
2024-02-15 07:00
2024-02-15 08:00
2024-02-15 09:00
2024-02-15 10:00
2024-02-15 11:00
2024-02-15 12:00
2024-02-15 13:00
2024-02-15 14:00
2024-02-15 15:00
2024-02-15 16:00
2024-02-15 17:00
2024-02-15 18:00
2024-02-15 19:00
2024-02-15 20:00
2024-02-15 21:00
2024-02-15 22:00
2024-02-15 23:00
2024-02-16
2024-02-16 01:00
2024-02-16 02:00
2024-02-16 03:00
2024-02-16 04:00
2024-02-16 05:00
2024-02-16 06:00
2024-02-16 07:00
2024-02-16 08:00
2024-02-16 09:00
2024-02-16 10:00
2024-02-16 11:00
2024-02-16 12:00
2024-02-16 13:00
2024-02-16 14:00
2024-02-16 15:00
2024-02-16 16:00
2024-02-16 17:00
2024-02-16 18:00
2024-02-16 19:00
2024-02-16 20:00
2024-02-16 21:00
2024-02-16 22:00
2024-02-16 23:00
2024-02-17
2024-02-17 01:00
2024-02-17 02:00
2024-02-17 03:00
2024-02-17 04:00
2024-02-17 05:00
2024-02-17 06:00
2024-02-17 07:00
2024-02-17 08:00
2024-02-17 09:00
2024-02-17 10:00
2024-02-17 11:00
2024-02-17 12:00
2024-02-17 13:00
2024-02-17 14:00
2024-02-17 15:00
2024-02-17 16:00
2024-02-17 17:00
2024-02-17 18:00
2024-02-17 19:00
2024-02-17 20:00
2024-02-17 21:00
2024-02-17 22:00
2024-02-17 23:00
2024-02-18
2024-02-18 01:00
2024-02-18 02:00
2024-02-18 03:00
2024-02-18 04:00
2024-02-18 05:00
2024-02-18 06:00
2024-02-18 07:00
2024-02-18 08:00
2024-02-18 09:00
2024-02-18 10:00
2024-02-18 11:00
2024-02-18 12:00
2024-02-18 13:00
2024-02-18 14:00
2024-02-18 15:00
2024-02-18 16:00
2024-02-18 17:00
2024-02-18 18:00
2024-02-18 19:00
2024-02-18 20:00
2024-02-18 21:00
2024-02-18 22:00
2024-02-18 23:00
2024-02-19
2024-02-19 01:00
2024-02-19 02:00
2024-02-19 03:00
2024-02-19 04:00
2024-02-19 05:00
2024-02-19 06:00
2024-02-19 07:00
2024-02-19 08:00
2024-02-19 09:00
2024-02-19 10:00
2024-02-19 11:00
2024-02-19 12:00
2024-02-19 13:00
2024-02-19 14:00
2024-02-19 15:00
2024-02-19 16:00
2024-02-19 17:00
2024-02-19 18:00
2024-02-19 19:00
2024-02-19 20:00
2024-02-19 21:00
2024-02-19 22:00
2024-02-19 23:00
2024-02-20
2024-02-20 01:00
2024-02-20 02:00
2024-02-20 03:00
2024-02-20 04:00
2024-02-20 05:00
2024-02-20 06:00
2024-02-20 07:00
2024-02-20 08:00
2024-02-20 09:00
2024-02-20 10:00
2024-02-20 11:00
2024-02-20 12:00
2024-02-20 13:00
2024-02-20 14:00
2024-02-20 15:00
2024-02-20 16:00
2024-02-20 17:00
2024-02-20 18:00
2024-02-20 19:00
2024-02-20 20:00
2024-02-20 21:00
2024-02-20 22:00
2024-02-20 23:00
2024-02-21
2024-02-21 01:00
2024-02-21 02:00
2024-02-21 03:00
2024-02-21 04:00
2024-02-21 05:00
2024-02-21 06:00
2024-02-21 07:00
2024-02-21 08:00
2024-02-21 09:00
2024-02-21 10:00
2024-02-21 11:00
2024-02-21 12:00
2024-02-21 13:00
2024-02-21 14:00
2024-02-21 15:00
2024-02-21 16:00
2024-02-21 17:00
2024-02-21 18:00
2024-02-21 19:00
2024-02-21 20:00
2024-02-21 21:00
2024-02-21 22:00
2024-02-21 23:00
2024-02-22
2024-02-22 01:00
2024-02-22 02:00
2024-02-22 03:00
2024-02-22 04:00
2024-02-22 05:00
2024-02-22 06:00
2024-02-22 07:00
2024-02-22 08:00
2024-02-22 09:00
2024-02-22 10:00
2024-02-22 11:00
2024-02-22 12:00
2024-02-22 13:00
2024-02-22 14:00
2024-02-22 15:00
2024-02-22 16:00
2024-02-22 17:00
2024-02-22 18:00
2024-02-22 19:00
2024-02-22 20:00
2024-02-22 21:00
2024-02-22 22:00
2024-02-22 23:00
2024-02-23
2024-02-23 01:00
2024-02-23 02:00
2024-02-23 03:00
2024-02-23 04:00
2024-02-23 05:00
2024-02-23 06:00
2024-02-23 07:00
2024-02-23 08:00
2024-02-23 09:00
2024-02-23 10:00
2024-02-23 11:00
2024-02-23 12:00
2024-02-23 13:00
2024-02-23 14:00
2024-02-23 15:00
2024-02-23 16:00
2024-02-23 17:00
2024-02-23 18:00
2024-02-23 19:00
2024-02-23 20:00
2024-02-23 21:00
2024-02-23 22:00
2024-02-23 23:00
2024-02-24
2024-02-24 01:00
2024-02-24 02:00
2024-02-24 03:00
2024-02-24 04:00
2024-02-24 05:00
2024-02-24 06:00
2024-02-24 07:00
2024-02-24 08:00
2024-02-24 09:00
2024-02-24 10:00
2024-02-24 11:00
2024-02-24 12:00
2024-02-24 13:00
2024-02-24 14:00
2024-02-24 15:00
2024-02-24 16:00
2024-02-24 17:00
2024-02-24 18:00
2024-02-24 19:00
2024-02-24 20:00
2024-02-24 21:00
2024-02-24 22:00
2024-02-24 23:00
2024-02-25
2024-02-25 01:00
2024-02-25 02:00
2024-02-25 03:00
2024-02-25 04:00
2024-02-25 05:00
2024-02-25 06:00
2024-02-25 07:00
2024-02-25 08:00
2024-02-25 09:00
2024-02-25 10:00
2024-02-25 11:00
2024-02-25 12:00
2024-02-25 13:00
2024-02-25 14:00
2024-02-25 15:00
2024-02-25 16:00
2024-02-25 17:00
2024-02-25 18:00
2024-02-25 19:00
2024-02-25 20:00
2024-02-25 21:00
2024-02-25 22:00
2024-02-25 23:00
2024-02-26
2024-02-26 01:00
2024-02-26 02:00
2024-02-26 03:00
2024-02-26 04:00
2024-02-26 05:00
2024-02-26 06:00
2024-02-26 07:00
2024-02-26 08:00
2024-02-26 09:00
2024-02-26 10:00
2024-02-26 11:00
2024-02-26 12:00
2024-02-26 13:00
2024-02-26 14:00
2024-02-26 15:00
2024-02-26 16:00
2024-02-26 17:00
2024-02-26 18:00
2024-02-26 19:00
2024-02-26 20:00
2024-02-26 21:00
2024-02-26 22:00
2024-02-26 23:00
2024-02-27
2024-02-27 01:00
2024-02-27 02:00
2024-02-27 03:00
2024-02-27 04:00
2024-02-27 05:00
2024-02-27 06:00
2024-02-27 07:00
2024-02-27 08:00
2024-02-27 09:00
2024-02-27 10:00
2024-02-27 11:00
2024-02-27 12:00
2024-02-27 13:00
2024-02-27 14:00
2024-02-27 15:00
2024-02-27 16:00
2024-02-27 17:00
2024-02-27 18:00
2024-02-27 19:00
2024-02-27 20:00
2024-02-27 21:00
2024-02-27 22:00
2024-02-27 23:00
2024-02-28
2024-02-28 01:00
2024-02-28 02:00
2024-02-28 03:00
2024-02-28 04:00
2024-02-28 05:00
2024-02-28 06:00
2024-02-28 07:00
2024-02-28 08:00
2024-02-28 09:00
2024-02-28 10:00
2024-02-28 11:00
2024-02-28 12:00
2024-02-28 13:00
2024-02-28 14:00
2024-02-28 15:00
2024-02-28 16:00
2024-02-28 17:00
2024-02-28 18:00
2024-02-28 19:00
2024-02-28 20:00
2024-02-28 21:00
2024-02-28 22:00
2024-02-28 23:00
2024-02-29
2024-02-29 01:00
2024-02-29 02:00
2024-02-29 03:00
2024-02-29 04:00
2024-02-29 05:00
2024-02-29 06:00
2024-02-29 07:00
2024-02-29 08:00
2024-02-29 09:00
2024-02-29 10:00
2024-02-29 11:00
2024-02-29 12:00
2024-02-29 13:00
2024-02-29 14:00
2024-02-29 15:00
2024-02-29 16:00
2024-02-29 17:00
2024-02-29 18:00
2024-02-29 19:00
2024-02-29 20:00
2024-02-29 21:00
2024-02-29 22:00
2024-02-29 23:00
2024-03-01
2024-03-01 01:00
2024-03-01 02:00
2024-03-01 03:00
2024-03-01 04:00
2024-03-01 05:00
2024-03-01 06:00
2024-03-01 07:00
2024-03-01 08:00
2024-03-01 09:00
2024-03-01 10:00
2024-03-01 11:00
2024-03-01 12:00
2024-03-01 13:00
2024-03-01 14:00
2024-03-01 15:00
2024-03-01 16:00
2024-03-01 17:00
2024-03-01 18:00
2024-03-01 19:00
2024-03-01 20:00
2024-03-01 21:00
2024-03-01 22:00
2024-03-01 23:00
2024-03-02
2024-03-02 01:00
2024-03-02 02:00
2024-03-02 03:00
2024-03-02 04:00
2024-03-02 05:00
2024-03-02 06:00
2024-03-02 07:00
2024-03-02 08:00
2024-03-02 09:00
2024-03-02 10:00
2024-03-02 11:00
2024-03-02 12:00
2024-03-02 13:00
2024-03-02 14:00
2024-03-02 15:00
2024-03-02 16:00
2024-03-02 17:00
2024-03-02 18:00
2024-03-02 19:00
2024-03-02 20:00
2024-03-02 21:00
2024-03-02 22:00
2024-03-02 23:00
2024-03-03
2024-03-03 01:00
2024-03-03 02:00
2024-03-03 03:00
2024-03-03 04:00
2024-03-03 05:00
2024-03-03 06:00
2024-03-03 07:00
2024-03-03 08:00
2024-03-03 09:00
2024-03-03 10:00
2024-03-03 11:00
2024-03-03 12:00
2024-03-03 13:00
2024-03-03 14:00
2024-03-03 15:00
2024-03-03 16:00
2024-03-03 17:00
2024-03-03 18:00
2024-03-03 19:00
2024-03-03 20:00
2024-03-03 21:00
2024-03-03 22:00
2024-03-03 23:00
2024-03-04
2024-03-04 01:00
2024-03-04 02:00
2024-03-04 03:00
2024-03-04 04:00
2024-03-04 05:00
2024-03-04 06:00
2024-03-04 07:00
2024-03-04 08:00
2024-03-04 09:00
2024-03-04 10:00
2024-03-04 11:00
2024-03-04 12:00
2024-03-04 13:00
2024-03-04 14:00
2024-03-04 15:00
2024-03-04 16:00
2024-03-04 17:00
2024-03-04 18:00
2024-03-04 19:00
2024-03-04 20:00
2024-03-04 21:00
2024-03-04 22:00
2024-03-04 23:00
2024-03-05
2024-03-05 01:00
2024-03-05 02:00
2024-03-05 03:00
2024-03-05 04:00
2024-03-05 05:00
2024-03-05 06:00
2024-03-05 07:00
2024-03-05 08:00
2024-03-05 09:00
2024-03-05 10:00
2024-03-05 11:00
2024-03-05 12:00
2024-03-05 13:00
2024-03-05 14:00
2024-03-05 15:00
2024-03-05 16:00
2024-03-05 17:00
2024-03-05 18:00
2024-03-05 19:00
2024-03-05 20:00
2024-03-05 21:00
2024-03-05 22:00
2024-03-05 23:00
2024-03-06
2024-03-06 01:00
2024-03-06 02:00
2024-03-06 03:00
2024-03-06 04:00
2024-03-06 05:00
2024-03-06 06:00
2024-03-06 07:00
2024-03-06 08:00
2024-03-06 09:00
2024-03-06 10:00
2024-03-06 11:00
2024-03-06 12:00
2024-03-06 13:00
2024-03-06 14:00
2024-03-06 15:00
2024-03-06 16:00
2024-03-06 17:00
2024-03-06 18:00
2024-03-06 19:00
2024-03-06 20:00
2024-03-06 21:00
2024-03-06 22:00
2024-03-06 23:00
2024-03-07
2024-03-07 01:00
2024-03-07 02:00
2024-03-07 03:00
2024-03-07 04:00
2024-03-07 05:00
2024-03-07 06:00
2024-03-07 07:00
2024-03-07 08:00
2024-03-07 09:00
2024-03-07 10:00
2024-03-07 11:00
2024-03-07 12:00
2024-03-07 13:00
2024-03-07 14:00
2024-03-07 15:00
2024-03-07 16:00
2024-03-07 17:00
2024-03-07 18:00
2024-03-07 19:00
2024-03-07 20:00
2024-03-07 21:00
2024-03-07 22:00
2024-03-07 23:00
2024-03-08
2024-03-08 01:00
2024-03-08 02:00
2024-03-08 03:00
2024-03-08 04:00
2024-03-08 05:00
2024-03-08 06:00
2024-03-08 07:00
2024-03-08 08:00
2024-03-08 09:00
2024-03-08 10:00
2024-03-08 11:00
2024-03-08 12:00
2024-03-08 13:00
2024-03-08 14:00
2024-03-08 15:00
2024-03-08 16:00
2024-03-08 17:00
2024-03-08 18:00
2024-03-08 19:00
2024-03-08 20:00
2024-03-08 21:00
2024-03-08 22:00
2024-03-08 23:00
2024-03-09
2024-03-09 01:00
2024-03-09 02:00
2024-03-09 03:00
2024-03-09 04:00
2024-03-09 05:00
2024-03-09 06:00
2024-03-09 07:00
2024-03-09 08:00
2024-03-09 09:00
2024-03-09 10:00
2024-03-09 11:00
2024-03-09 12:00
2024-03-09 13:00
2024-03-09 14:00
2024-03-09 15:00
2024-03-09 16:00
2024-03-09 17:00
2024-03-09 18:00
2024-03-09 19:00
2024-03-09 20:00
2024-03-09 21:00
2024-03-09 22:00
2024-03-09 23:00
2024-03-10
2024-03-10 01:00
2024-03-10 02:00
2024-03-10 03:00
2024-03-10 04:00
2024-03-10 05:00
2024-03-10 06:00
2024-03-10 07:00
2024-03-10 08:00
2024-03-10 09:00
2024-03-10 10:00
2024-03-10 11:00
2024-03-10 12:00
2024-03-10 13:00
2024-03-10 14:00
2024-03-10 15:00
2024-03-10 16:00
2024-03-10 17:00
2024-03-10 18:00
2024-03-10 19:00
2024-03-10 20:00
2024-03-10 21:00
2024-03-10 22:00
2024-03-10 23:00
2024-03-11
2024-03-11 01:00
2024-03-11 02:00
2024-03-11 03:00
2024-03-11 04:00
2024-03-11 05:00
2024-03-11 06:00
2024-03-11 07:00
2024-03-11 08:00
2024-03-11 09:00
2024-03-11 10:00
2024-03-11 11:00
2024-03-11 12:00
2024-03-11 13:00
2024-03-11 14:00
2024-03-11 15:00
2024-03-11 16:00
2024-03-11 17:00
2024-03-11 18:00
2024-03-11 19:00
2024-03-11 20:00
2024-03-11 21:00
2024-03-11 22:00
2024-03-11 23:00
2024-03-12
2024-03-12 01:00
2024-03-12 02:00
2024-03-12 03:00
2024-03-12 04:00
2024-03-12 05:00
2024-03-12 06:00
2024-03-12 07:00
2024-03-12 08:00
2024-03-12 09:00
2024-03-12 10:00
2024-03-12 11:00
2024-03-12 12:00
2024-03-12 13:00
2024-03-12 14:00
2024-03-12 15:00
2024-03-12 16:00
2024-03-12 17:00
2024-03-12 18:00
2024-03-12 19:00
2024-03-12 20:00
2024-03-12 21:00
2024-03-12 22:00
2024-03-12 23:00
2024-03-13
2024-03-13 01:00
2024-03-13 02:00
2024-03-13 03:00
2024-03-13 04:00
2024-03-13 05:00
2024-03-13 06:00
2024-03-13 07:00
2024-03-13 08:00
2024-03-13 09:00
2024-03-13 10:00
2024-03-13 11:00
2024-03-13 12:00
2024-03-13 13:00
2024-03-13 14:00
2024-03-13 15:00
2024-03-13 16:00
2024-03-13 17:00
2024-03-13 18:00
2024-03-13 19:00
2024-03-13 20:00
2024-03-13 21:00
2024-03-13 22:00
2024-03-13 23:00
2024-03-14
2024-03-14 01:00
2024-03-14 02:00
2024-03-14 03:00
2024-03-14 04:00
2024-03-14 05:00
2024-03-14 06:00
2024-03-14 07:00
2024-03-14 08:00
2024-03-14 09:00
2024-03-14 10:00
2024-03-14 11:00
2024-03-14 12:00
2024-03-14 13:00
2024-03-14 14:00
2024-03-14 15:00
2024-03-14 16:00
2024-03-14 17:00
2024-03-14 18:00
2024-03-14 19:00
2024-03-14 20:00
2024-03-14 21:00
2024-03-14 22:00
2024-03-14 23:00
2024-03-15
2024-03-15 01:00
2024-03-15 02:00
2024-03-15 03:00
2024-03-15 04:00
2024-03-15 05:00
2024-03-15 06:00
2024-03-15 07:00
2024-03-15 08:00
2024-03-15 09:00
2024-03-15 10:00
2024-03-15 11:00
2024-03-15 12:00
2024-03-15 13:00
2024-03-15 14:00
2024-03-15 15:00
2024-03-15 16:00
2024-03-15 17:00
2024-03-15 18:00
2024-03-15 19:00
2024-03-15 20:00
2024-03-15 21:00
2024-03-15 22:00
2024-03-15 23:00
2024-03-16
2024-03-16 01:00
2024-03-16 02:00
2024-03-16 03:00
2024-03-16 04:00
2024-03-16 05:00
2024-03-16 06:00
2024-03-16 07:00
2024-03-16 08:00
2024-03-16 09:00
2024-03-16 10:00
2024-03-16 11:00
2024-03-16 12:00
2024-03-16 13:00
2024-03-16 14:00
2024-03-16 15:00
2024-03-16 16:00
2024-03-16 17:00
2024-03-16 18:00
2024-03-16 19:00
2024-03-16 20:00
2024-03-16 21:00
2024-03-16 22:00
2024-03-16 23:00
2024-03-17
2024-03-17 01:00
2024-03-17 02:00
2024-03-17 03:00
2024-03-17 04:00
2024-03-17 05:00
2024-03-17 06:00
2024-03-17 07:00
2024-03-17 08:00
2024-03-17 09:00
2024-03-17 10:00
2024-03-17 11:00
2024-03-17 12:00
2024-03-17 13:00
2024-03-17 14:00
2024-03-17 15:00
2024-03-17 16:00
2024-03-17 17:00
2024-03-17 18:00
2024-03-17 19:00
2024-03-17 20:00
2024-03-17 21:00
2024-03-17 22:00
2024-03-17 23:00
2024-03-18
2024-03-18 01:00
2024-03-18 02:00
2024-03-18 03:00
2024-03-18 04:00
2024-03-18 05:00
2024-03-18 06:00
2024-03-18 07:00
2024-03-18 08:00
2024-03-18 09:00
2024-03-18 10:00
2024-03-18 11:00
2024-03-18 12:00
2024-03-18 13:00
2024-03-18 14:00
2024-03-18 15:00
2024-03-18 16:00
2024-03-18 17:00
2024-03-18 18:00
2024-03-18 19:00
2024-03-18 20:00
2024-03-18 21:00
2024-03-18 22:00
2024-03-18 23:00
2024-03-19
2024-03-19 01:00
2024-03-19 02:00
2024-03-19 03:00
2024-03-19 04:00
2024-03-19 05:00
2024-03-19 06:00
2024-03-19 07:00
2024-03-19 08:00
2024-03-19 09:00
2024-03-19 10:00
2024-03-19 11:00
2024-03-19 12:00
2024-03-19 13:00
2024-03-19 14:00
2024-03-19 15:00
2024-03-19 16:00
2024-03-19 17:00
2024-03-19 18:00
2024-03-19 19:00
2024-03-19 20:00
2024-03-19 21:00
2024-03-19 22:00
2024-03-19 23:00
2024-03-20
2024-03-20 01:00
2024-03-20 02:00
2024-03-20 03:00
2024-03-20 04:00
2024-03-20 05:00
2024-03-20 06:00
2024-03-20 07:00
2024-03-20 08:00
2024-03-20 09:00
2024-03-20 10:00
2024-03-20 11:00
2024-03-20 12:00
2024-03-20 13:00
2024-03-20 14:00
2024-03-20 15:00
2024-03-20 16:00
2024-03-20 17:00
2024-03-20 18:00
2024-03-20 19:00
2024-03-20 20:00
2024-03-20 21:00
2024-03-20 22:00
2024-03-20 23:00
2024-03-21
2024-03-21 01:00
2024-03-21 02:00
2024-03-21 03:00
2024-03-21 04:00
2024-03-21 05:00
2024-03-21 06:00
2024-03-21 07:00
2024-03-21 08:00
2024-03-21 09:00
2024-03-21 10:00
2024-03-21 11:00
2024-03-21 12:00
2024-03-21 13:00
2024-03-21 14:00
2024-03-21 15:00
2024-03-21 16:00
2024-03-21 17:00
2024-03-21 18:00
2024-03-21 19:00
2024-03-21 20:00
2024-03-21 21:00
2024-03-21 22:00
2024-03-21 23:00
2024-03-22
2024-03-22 01:00
2024-03-22 02:00
2024-03-22 03:00
2024-03-22 04:00
2024-03-22 05:00
2024-03-22 06:00
2024-03-22 07:00
2024-03-22 08:00
2024-03-22 09:00
2024-03-22 10:00
2024-03-22 11:00
2024-03-22 12:00
2024-03-22 13:00
2024-03-22 14:00
2024-03-22 15:00
2024-03-22 16:00
2024-03-22 17:00
2024-03-22 18:00
2024-03-22 19:00
2024-03-22 20:00
2024-03-22 21:00
2024-03-22 22:00
2024-03-22 23:00
2024-03-23
2024-03-23 01:00
2024-03-23 02:00
2024-03-23 03:00
2024-03-23 04:00
2024-03-23 05:00
2024-03-23 06:00
2024-03-23 07:00
2024-03-23 08:00
2024-03-23 09:00
2024-03-23 10:00
2024-03-23 11:00
2024-03-23 12:00
2024-03-23 13:00
2024-03-23 14:00
2024-03-23 15:00
2024-03-23 16:00
2024-03-23 17:00
2024-03-23 18:00
2024-03-23 19:00
2024-03-23 20:00
2024-03-23 21:00
2024-03-23 22:00
2024-03-23 23:00
2024-03-24
2024-03-24 01:00
2024-03-24 02:00
2024-03-24 03:00
2024-03-24 04:00
2024-03-24 05:00
2024-03-24 06:00
2024-03-24 07:00
2024-03-24 08:00
2024-03-24 09:00
2024-03-24 10:00
2024-03-24 11:00
2024-03-24 12:00
2024-03-24 13:00
2024-03-24 14:00
2024-03-24 15:00
2024-03-24 16:00
2024-03-24 17:00
2024-03-24 18:00
2024-03-24 19:00
2024-03-24 20:00
2024-03-24 21:00
2024-03-24 22:00
2024-03-24 23:00
2024-03-25
2024-03-25 01:00
2024-03-25 02:00
2024-03-25 03:00
2024-03-25 04:00
2024-03-25 05:00
2024-03-25 06:00
2024-03-25 07:00
2024-03-25 08:00
2024-03-25 09:00
2024-03-25 10:00
2024-03-25 11:00
2024-03-25 12:00
2024-03-25 13:00
2024-03-25 14:00
2024-03-25 15:00
2024-03-25 16:00
2024-03-25 17:00
2024-03-25 18:00
2024-03-25 19:00
2024-03-25 20:00
2024-03-25 21:00
2024-03-25 22:00
2024-03-25 23:00
2024-03-26
2024-03-26 01:00
2024-03-26 02:00
2024-03-26 03:00
2024-03-26 04:00
2024-03-26 05:00
2024-03-26 06:00
2024-03-26 07:00
2024-03-26 08:00
2024-03-26 09:00
2024-03-26 10:00
2024-03-26 11:00
2024-03-26 12:00
2024-03-26 13:00
2024-03-26 14:00
2024-03-26 15:00
2024-03-26 16:00
2024-03-26 17:00
2024-03-26 18:00
2024-03-26 19:00
2024-03-26 20:00
2024-03-26 21:00
2024-03-26 22:00
2024-03-26 23:00
2024-03-27
2024-03-27 01:00
2024-03-27 02:00
2024-03-27 03:00
2024-03-27 04:00
2024-03-27 05:00
2024-03-27 06:00
2024-03-27 07:00
2024-03-27 08:00
2024-03-27 09:00
2024-03-27 10:00
2024-03-27 11:00
2024-03-27 12:00
2024-03-27 13:00
2024-03-27 14:00
2024-03-27 15:00
2024-03-27 16:00
2024-03-27 17:00
2024-03-27 18:00
2024-03-27 19:00
2024-03-27 20:00
2024-03-27 21:00
2024-03-27 22:00
2024-03-27 23:00
2024-03-28
2024-03-28 01:00
2024-03-28 02:00
2024-03-28 03:00
2024-03-28 04:00
2024-03-28 05:00
2024-03-28 06:00
2024-03-28 07:00
2024-03-28 08:00
2024-03-28 09:00
2024-03-28 10:00
2024-03-28 11:00
2024-03-28 12:00
2024-03-28 13:00
2024-03-28 14:00
2024-03-28 15:00
2024-03-28 16:00
2024-03-28 17:00
2024-03-28 18:00
2024-03-28 19:00
2024-03-28 20:00
2024-03-28 21:00
2024-03-28 22:00
2024-03-28 23:00
2024-03-29
2024-03-29 01:00
2024-03-29 02:00
2024-03-29 03:00
2024-03-29 04:00
2024-03-29 05:00
2024-03-29 06:00
2024-03-29 07:00
2024-03-29 08:00
2024-03-29 09:00
2024-03-29 10:00
2024-03-29 11:00
2024-03-29 12:00
2024-03-29 13:00
2024-03-29 14:00
2024-03-29 15:00
2024-03-29 16:00
2024-03-29 17:00
2024-03-29 18:00
2024-03-29 19:00
2024-03-29 20:00
2024-03-29 21:00
2024-03-29 22:00
2024-03-29 23:00
2024-03-30
2024-03-30 01:00
2024-03-30 02:00
2024-03-30 03:00
2024-03-30 04:00
2024-03-30 05:00
2024-03-30 06:00
2024-03-30 07:00
2024-03-30 08:00
2024-03-30 09:00
2024-03-30 10:00
2024-03-30 11:00
2024-03-30 12:00
2024-03-30 13:00
2024-03-30 14:00
2024-03-30 15:00
2024-03-30 16:00
2024-03-30 17:00
2024-03-30 18:00
2024-03-30 19:00
2024-03-30 20:00
2024-03-30 21:00
2024-03-30 22:00
2024-03-30 23:00
2024-03-31
2024-03-31 01:00
2024-03-31 02:00
2024-03-31 03:00
2024-03-31 04:00
2024-03-31 05:00
2024-03-31 06:00
2024-03-31 07:00
2024-03-31 08:00
2024-03-31 09:00
2024-03-31 10:00
2024-03-31 11:00
2024-03-31 12:00
2024-03-31 13:00
2024-03-31 14:00
2024-03-31 15:00
2024-03-31 16:00
2024-03-31 17:00
2024-03-31 18:00
2024-03-31 19:00
2024-03-31 20:00
2024-03-31 21:00
2024-03-31 22:00
2024-03-31 23:00
2024-04-01
2024-04-01 01:00
2024-04-01 02:00
2024-04-01 03:00
2024-04-01 04:00
2024-04-01 05:00
2024-04-01 06:00
2024-04-01 07:00
2024-04-01 08:00
2024-04-01 09:00
2024-04-01 10:00
2024-04-01 11:00
2024-04-01 12:00
2024-04-01 13:00
2024-04-01 14:00
2024-04-01 15:00
2024-04-01 16:00
2024-04-01 17:00
2024-04-01 18:00
2024-04-01 19:00
2024-04-01 20:00
2024-04-01 21:00
2024-04-01 22:00
2024-04-01 23:00
2024-04-02
2024-04-02 01:00
2024-04-02 02:00
2024-04-02 03:00
2024-04-02 04:00
2024-04-02 05:00
2024-04-02 06:00
2024-04-02 07:00
2024-04-02 08:00
2024-04-02 09:00
2024-04-02 10:00
2024-04-02 11:00
2024-04-02 12:00
2024-04-02 13:00
2024-04-02 14:00
2024-04-02 15:00
2024-04-02 16:00
2024-04-02 17:00
2024-04-02 18:00
2024-04-02 19:00
2024-04-02 20:00
2024-04-02 21:00
2024-04-02 22:00
2024-04-02 23:00
2024-04-03
2024-04-03 01:00
2024-04-03 02:00
2024-04-03 03:00
2024-04-03 04:00
2024-04-03 05:00
2024-04-03 06:00
2024-04-03 07:00
2024-04-03 08:00
2024-04-03 09:00
2024-04-03 10:00
2024-04-03 11:00
2024-04-03 12:00
2024-04-03 13:00
2024-04-03 14:00
2024-04-03 15:00
2024-04-03 16:00
2024-04-03 17:00
2024-04-03 18:00
2024-04-03 19:00
2024-04-03 20:00
2024-04-03 21:00
2024-04-03 22:00
2024-04-03 23:00
2024-04-04
2024-04-04 01:00
2024-04-04 02:00
2024-04-04 03:00
2024-04-04 04:00
2024-04-04 05:00
2024-04-04 06:00
2024-04-04 07:00
2024-04-04 08:00
2024-04-04 09:00
2024-04-04 10:00
2024-04-04 11:00
2024-04-04 12:00
2024-04-04 13:00
2024-04-04 14:00
2024-04-04 15:00
2024-04-04 16:00
2024-04-04 17:00
2024-04-04 18:00
2024-04-04 19:00
2024-04-04 20:00
2024-04-04 21:00
2024-04-04 22:00
2024-04-04 23:00
2024-04-05
2024-04-05 01:00
2024-04-05 02:00
2024-04-05 03:00
2024-04-05 04:00
2024-04-05 05:00
2024-04-05 06:00
2024-04-05 07:00
2024-04-05 08:00
2024-04-05 09:00
2024-04-05 10:00
2024-04-05 11:00
2024-04-05 12:00
2024-04-05 13:00
2024-04-05 14:00
2024-04-05 15:00
2024-04-05 16:00
2024-04-05 17:00
2024-04-05 18:00
2024-04-05 19:00
2024-04-05 20:00
2024-04-05 21:00
2024-04-05 22:00
2024-04-05 23:00
2024-04-06
2024-04-06 01:00
2024-04-06 02:00
2024-04-06 03:00
2024-04-06 04:00
2024-04-06 05:00
2024-04-06 06:00
2024-04-06 07:00
2024-04-06 08:00
2024-04-06 09:00
2024-04-06 10:00
2024-04-06 11:00
2024-04-06 12:00
2024-04-06 13:00
2024-04-06 14:00
2024-04-06 15:00
2024-04-06 16:00
2024-04-06 17:00
2024-04-06 18:00
2024-04-06 19:00
2024-04-06 20:00
2024-04-06 21:00
2024-04-06 22:00
2024-04-06 23:00
2024-04-07
2024-04-07 01:00
2024-04-07 02:00
2024-04-07 03:00
2024-04-07 04:00
2024-04-07 05:00
2024-04-07 06:00
2024-04-07 07:00
2024-04-07 08:00
2024-04-07 09:00
2024-04-07 10:00
2024-04-07 11:00
2024-04-07 12:00
2024-04-07 13:00
2024-04-07 14:00
2024-04-07 15:00
2024-04-07 16:00
2024-04-07 17:00
2024-04-07 18:00
2024-04-07 19:00
2024-04-07 20:00
2024-04-07 21:00
2024-04-07 22:00
2024-04-07 23:00
2024-04-08
2024-04-08 01:00
2024-04-08 02:00
2024-04-08 03:00
2024-04-08 04:00
2024-04-08 05:00
2024-04-08 06:00
2024-04-08 07:00
2024-04-08 08:00
2024-04-08 09:00
2024-04-08 10:00
2024-04-08 11:00
2024-04-08 12:00
2024-04-08 13:00
2024-04-08 14:00
2024-04-08 15:00
2024-04-08 16:00
2024-04-08 17:00
2024-04-08 18:00
2024-04-08 19:00
2024-04-08 20:00
2024-04-08 21:00
2024-04-08 22:00
2024-04-08 23:00
2024-04-09
2024-04-09 01:00
2024-04-09 02:00
2024-04-09 03:00
2024-04-09 04:00
2024-04-09 05:00
2024-04-09 06:00
2024-04-09 07:00
2024-04-09 08:00
2024-04-09 09:00
2024-04-09 10:00
2024-04-09 11:00
2024-04-09 12:00
2024-04-09 13:00
2024-04-09 14:00
2024-04-09 15:00
2024-04-09 16:00
2024-04-09 17:00
2024-04-09 18:00
2024-04-09 19:00
2024-04-09 20:00
2024-04-09 21:00
2024-04-09 22:00
2024-04-09 23:00
2024-04-10
2024-04-10 01:00
2024-04-10 02:00
2024-04-10 03:00
2024-04-10 04:00
2024-04-10 05:00
2024-04-10 06:00
2024-04-10 07:00
2024-04-10 08:00
2024-04-10 09:00
2024-04-10 10:00
2024-04-10 11:00
2024-04-10 12:00
2024-04-10 13:00
2024-04-10 14:00
2024-04-10 15:00
2024-04-10 16:00
2024-04-10 17:00
2024-04-10 18:00
2024-04-10 19:00
2024-04-10 20:00
2024-04-10 21:00
2024-04-10 22:00
2024-04-10 23:00
2024-04-11
2024-04-11 01:00
2024-04-11 02:00
2024-04-11 03:00
2024-04-11 04:00
2024-04-11 05:00
2024-04-11 06:00
2024-04-11 07:00
2024-04-11 08:00
2024-04-11 09:00
2024-04-11 10:00
2024-04-11 11:00
2024-04-11 12:00
2024-04-11 13:00
2024-04-11 14:00
2024-04-11 15:00
2024-04-11 16:00
2024-04-11 17:00
2024-04-11 18:00
2024-04-11 19:00
2024-04-11 20:00
2024-04-11 21:00
2024-04-11 22:00
2024-04-11 23:00
2024-04-12
2024-04-12 01:00
2024-04-12 02:00
2024-04-12 03:00
2024-04-12 04:00
2024-04-12 05:00
2024-04-12 06:00
2024-04-12 07:00
2024-04-12 08:00
2024-04-12 09:00
2024-04-12 10:00
2024-04-12 11:00
2024-04-12 12:00
2024-04-12 13:00
2024-04-12 14:00
2024-04-12 15:00
2024-04-12 16:00
2024-04-12 17:00
2024-04-12 18:00
2024-04-12 19:00
2024-04-12 20:00
2024-04-12 21:00
2024-04-12 22:00
2024-04-12 23:00
2024-04-13
2024-04-13 01:00
2024-04-13 02:00
2024-04-13 03:00
2024-04-13 04:00
2024-04-13 05:00
2024-04-13 06:00
2024-04-13 07:00
2024-04-13 08:00
2024-04-13 09:00
2024-04-13 10:00
2024-04-13 11:00
2024-04-13 12:00
2024-04-13 13:00
2024-04-13 14:00
2024-04-13 15:00
2024-04-13 16:00
2024-04-13 17:00
2024-04-13 18:00
2024-04-13 19:00
2024-04-13 20:00
2024-04-13 21:00
2024-04-13 22:00
2024-04-13 23:00
2024-04-14
2024-04-14 01:00
2024-04-14 02:00
2024-04-14 03:00
2024-04-14 04:00
2024-04-14 05:00
2024-04-14 06:00
2024-04-14 07:00
2024-04-14 08:00
2024-04-14 09:00
2024-04-14 10:00
2024-04-14 11:00
2024-04-14 12:00
2024-04-14 13:00
2024-04-14 14:00
2024-04-14 15:00
2024-04-14 16:00
2024-04-14 17:00
2024-04-14 18:00
2024-04-14 19:00
2024-04-14 20:00
2024-04-14 21:00
2024-04-14 22:00
2024-04-14 23:00
2024-04-15
2024-04-15 01:00
2024-04-15 02:00
2024-04-15 03:00
2024-04-15 04:00
2024-04-15 05:00
2024-04-15 06:00
2024-04-15 07:00
2024-04-15 08:00
2024-04-15 09:00
2024-04-15 10:00
2024-04-15 11:00
2024-04-15 12:00
2024-04-15 13:00
2024-04-15 14:00
2024-04-15 15:00
2024-04-15 16:00
2024-04-15 17:00
2024-04-15 18:00
2024-04-15 19:00
2024-04-15 20:00
2024-04-15 21:00
2024-04-15 22:00
2024-04-15 23:00
2024-04-16
2024-04-16 01:00
2024-04-16 02:00
2024-04-16 03:00
2024-04-16 04:00
2024-04-16 05:00
2024-04-16 06:00
2024-04-16 07:00
2024-04-16 08:00
2024-04-16 09:00
2024-04-16 10:00
2024-04-16 11:00
2024-04-16 12:00
2024-04-16 13:00
2024-04-16 14:00
2024-04-16 15:00
2024-04-16 16:00
2024-04-16 17:00
2024-04-16 18:00
2024-04-16 19:00
2024-04-16 20:00
2024-04-16 21:00
2024-04-16 22:00
2024-04-16 23:00
2024-04-17
2024-04-17 01:00
2024-04-17 02:00
2024-04-17 03:00
2024-04-17 04:00
2024-04-17 05:00
2024-04-17 06:00
2024-04-17 07:00
2024-04-17 08:00
2024-04-17 09:00
2024-04-17 10:00
2024-04-17 11:00
2024-04-17 12:00
2024-04-17 13:00
2024-04-17 14:00
2024-04-17 15:00
2024-04-17 16:00
2024-04-17 17:00
2024-04-17 18:00
2024-04-17 19:00
2024-04-17 20:00
2024-04-17 21:00
2024-04-17 22:00
2024-04-17 23:00
2024-04-18
2024-04-18 01:00
2024-04-18 02:00
2024-04-18 03:00
2024-04-18 04:00
2024-04-18 05:00
2024-04-18 06:00
2024-04-18 07:00
2024-04-18 08:00
2024-04-18 09:00
2024-04-18 10:00
2024-04-18 11:00
2024-04-18 12:00
2024-04-18 13:00
2024-04-18 14:00
2024-04-18 15:00
2024-04-18 16:00
2024-04-18 17:00
2024-04-18 18:00
2024-04-18 19:00
2024-04-18 20:00
2024-04-18 21:00
2024-04-18 22:00
2024-04-18 23:00
2024-04-19
2024-04-19 01:00
2024-04-19 02:00
2024-04-19 03:00
2024-04-19 04:00
2024-04-19 05:00
2024-04-19 06:00
2024-04-19 07:00
2024-04-19 08:00
2024-04-19 09:00
2024-04-19 10:00
2024-04-19 11:00
2024-04-19 12:00
2024-04-19 13:00
2024-04-19 14:00
2024-04-19 15:00
2024-04-19 16:00
2024-04-19 17:00
2024-04-19 18:00
2024-04-19 19:00
2024-04-19 20:00
2024-04-19 21:00
2024-04-19 22:00
2024-04-19 23:00
2024-04-20
2024-04-20 01:00
2024-04-20 02:00
2024-04-20 03:00
2024-04-20 04:00
2024-04-20 05:00
2024-04-20 06:00
2024-04-20 07:00
2024-04-20 08:00
2024-04-20 09:00
2024-04-20 10:00
2024-04-20 11:00
2024-04-20 12:00
2024-04-20 13:00
2024-04-20 14:00
2024-04-20 15:00
2024-04-20 16:00
2024-04-20 17:00
2024-04-20 18:00
2024-04-20 19:00
2024-04-20 20:00
2024-04-20 21:00
2024-04-20 22:00
2024-04-20 23:00
2024-04-21
2024-04-21 01:00
2024-04-21 02:00
2024-04-21 03:00
2024-04-21 04:00
2024-04-21 05:00
2024-04-21 06:00
2024-04-21 07:00
2024-04-21 08:00
2024-04-21 09:00
2024-04-21 10:00
2024-04-21 11:00
2024-04-21 12:00
2024-04-21 13:00
2024-04-21 14:00
2024-04-21 15:00
2024-04-21 16:00
2024-04-21 17:00
2024-04-21 18:00
2024-04-21 19:00
2024-04-21 20:00
2024-04-21 21:00
2024-04-21 22:00
2024-04-21 23:00
2024-04-22
2024-04-22 01:00
2024-04-22 02:00
2024-04-22 03:00
2024-04-22 04:00
2024-04-22 05:00
2024-04-22 06:00
2024-04-22 07:00
2024-04-22 08:00
2024-04-22 09:00
2024-04-22 10:00
2024-04-22 11:00
2024-04-22 12:00
2024-04-22 13:00
2024-04-22 14:00
2024-04-22 15:00
2024-04-22 16:00
2024-04-22 17:00
2024-04-22 18:00
2024-04-22 19:00
2024-04-22 20:00
2024-04-22 21:00
2024-04-22 22:00
2024-04-22 23:00
2024-04-23
2024-04-23 01:00
2024-04-23 02:00
2024-04-23 03:00
2024-04-23 04:00
2024-04-23 05:00
2024-04-23 06:00
2024-04-23 07:00
2024-04-23 08:00
2024-04-23 09:00
2024-04-23 10:00
2024-04-23 11:00
2024-04-23 12:00
2024-04-23 13:00
2024-04-23 14:00
2024-04-23 15:00
2024-04-23 16:00
2024-04-23 17:00
2024-04-23 18:00
2024-04-23 19:00
2024-04-23 20:00
2024-04-23 21:00
2024-04-23 22:00
2024-04-23 23:00
2024-04-24
2024-04-24 01:00
2024-04-24 02:00
2024-04-24 03:00
2024-04-24 04:00
2024-04-24 05:00
2024-04-24 06:00
2024-04-24 07:00
2024-04-24 08:00
2024-04-24 09:00
2024-04-24 10:00
2024-04-24 11:00
2024-04-24 12:00
2024-04-24 13:00
2024-04-24 14:00
2024-04-24 15:00
2024-04-24 16:00
2024-04-24 17:00
2024-04-24 18:00
2024-04-24 19:00
2024-04-24 20:00
2024-04-24 21:00
2024-04-24 22:00
2024-04-24 23:00
2024-04-25
2024-04-25 01:00
2024-04-25 02:00
2024-04-25 03:00
2024-04-25 04:00
2024-04-25 05:00
2024-04-25 06:00
2024-04-25 07:00
2024-04-25 08:00
2024-04-25 09:00
2024-04-25 10:00
2024-04-25 11:00
2024-04-25 12:00
2024-04-25 13:00
2024-04-25 14:00
2024-04-25 15:00
2024-04-25 16:00
2024-04-25 17:00
2024-04-25 18:00
2024-04-25 19:00
2024-04-25 20:00
2024-04-25 21:00
2024-04-25 22:00
2024-04-25 23:00
2024-04-26
2024-04-26 01:00
2024-04-26 02:00
2024-04-26 03:00
2024-04-26 04:00
2024-04-26 05:00
2024-04-26 06:00
2024-04-26 07:00
2024-04-26 08:00
2024-04-26 09:00
2024-04-26 10:00
2024-04-26 11:00
2024-04-26 12:00
2024-04-26 13:00
2024-04-26 14:00
2024-04-26 15:00
2024-04-26 16:00
2024-04-26 17:00
2024-04-26 18:00
2024-04-26 19:00
2024-04-26 20:00
2024-04-26 21:00
2024-04-26 22:00
2024-04-26 23:00
2024-04-27
2024-04-27 01:00
2024-04-27 02:00
2024-04-27 03:00
2024-04-27 04:00
2024-04-27 05:00
2024-04-27 06:00
2024-04-27 07:00
2024-04-27 08:00
2024-04-27 09:00
2024-04-27 10:00
2024-04-27 11:00
2024-04-27 12:00
2024-04-27 13:00
2024-04-27 14:00
2024-04-27 15:00
2024-04-27 16:00
2024-04-27 17:00
2024-04-27 18:00
2024-04-27 19:00
2024-04-27 20:00
2024-04-27 21:00
2024-04-27 22:00
2024-04-27 23:00
2024-04-28
2024-04-28 01:00
2024-04-28 02:00
2024-04-28 03:00
2024-04-28 04:00
2024-04-28 05:00
2024-04-28 06:00
2024-04-28 07:00
2024-04-28 08:00
2024-04-28 09:00
2024-04-28 10:00
2024-04-28 11:00
2024-04-28 12:00
2024-04-28 13:00
2024-04-28 14:00
2024-04-28 15:00
2024-04-28 16:00
2024-04-28 17:00
2024-04-28 18:00
2024-04-28 19:00
2024-04-28 20:00
2024-04-28 21:00
2024-04-28 22:00
2024-04-28 23:00
2024-04-29
2024-04-29 01:00
2024-04-29 02:00
2024-04-29 03:00
2024-04-29 04:00
2024-04-29 05:00
2024-04-29 06:00
2024-04-29 07:00
2024-04-29 08:00
2024-04-29 09:00
2024-04-29 10:00
2024-04-29 11:00
2024-04-29 12:00
2024-04-29 13:00
2024-04-29 14:00
2024-04-29 15:00
2024-04-29 16:00
2024-04-29 17:00
2024-04-29 18:00
2024-04-29 19:00
2024-04-29 20:00
2024-04-29 21:00
2024-04-29 22:00
2024-04-29 23:00
2024-04-30
2024-04-30 01:00
2024-04-30 02:00
2024-04-30 03:00
2024-04-30 04:00
2024-04-30 05:00
2024-04-30 06:00
2024-04-30 07:00
2024-04-30 08:00
2024-04-30 09:00
2024-04-30 10:00
2024-04-30 11:00
2024-04-30 12:00
2024-04-30 13:00
2024-04-30 14:00
2024-04-30 15:00
2024-04-30 16:00
2024-04-30 17:00
2024-04-30 18:00
2024-04-30 19:00
2024-04-30 20:00
2024-04-30 21:00
2024-04-30 22:00
2024-04-30 23:00
2024-05-01
2024-05-01 01:00
2024-05-01 02:00
2024-05-01 03:00
2024-05-01 04:00
2024-05-01 05:00
2024-05-01 06:00
2024-05-01 07:00
2024-05-01 08:00
2024-05-01 09:00
2024-05-01 10:00
2024-05-01 11:00
2024-05-01 12:00
2024-05-01 13:00
2024-05-01 14:00
2024-05-01 15:00
2024-05-01 16:00
2024-05-01 17:00
2024-05-01 18:00
2024-05-01 19:00
2024-05-01 20:00
2024-05-01 21:00
2024-05-01 22:00
2024-05-01 23:00
2024-05-02
2024-05-02 01:00
2024-05-02 02:00
2024-05-02 03:00
2024-05-02 04:00
2024-05-02 05:00
2024-05-02 06:00
2024-05-02 07:00
2024-05-02 08:00
2024-05-02 09:00
2024-05-02 10:00
2024-05-02 11:00
2024-05-02 12:00
2024-05-02 13:00
2024-05-02 14:00
2024-05-02 15:00
2024-05-02 16:00
2024-05-02 17:00
2024-05-02 18:00
2024-05-02 19:00
2024-05-02 20:00
2024-05-02 21:00
2024-05-02 22:00
2024-05-02 23:00
2024-05-03
2024-05-03 01:00
2024-05-03 02:00
2024-05-03 03:00
2024-05-03 04:00
2024-05-03 05:00
2024-05-03 06:00
2024-05-03 07:00
2024-05-03 08:00
2024-05-03 09:00
2024-05-03 10:00
2024-05-03 11:00
2024-05-03 12:00
2024-05-03 13:00
2024-05-03 14:00
2024-05-03 15:00
2024-05-03 16:00
2024-05-03 17:00
2024-05-03 18:00
2024-05-03 19:00
2024-05-03 20:00
2024-05-03 21:00
2024-05-03 22:00
2024-05-03 23:00
2024-05-04
2024-05-04 01:00
2024-05-04 02:00
2024-05-04 03:00
2024-05-04 04:00
2024-05-04 05:00
2024-05-04 06:00
2024-05-04 07:00
2024-05-04 08:00
2024-05-04 09:00
2024-05-04 10:00
2024-05-04 11:00
2024-05-04 12:00
2024-05-04 13:00
2024-05-04 14:00
2024-05-04 15:00
2024-05-04 16:00
2024-05-04 17:00
2024-05-04 18:00
2024-05-04 19:00
2024-05-04 20:00
2024-05-04 21:00
2024-05-04 22:00
2024-05-04 23:00
2024-05-05
2024-05-05 01:00
2024-05-05 02:00
2024-05-05 03:00
2024-05-05 04:00
2024-05-05 05:00
2024-05-05 06:00
2024-05-05 07:00
2024-05-05 08:00
2024-05-05 09:00
2024-05-05 10:00
2024-05-05 11:00
2024-05-05 12:00
2024-05-05 13:00
2024-05-05 14:00
2024-05-05 15:00
2024-05-05 16:00
2024-05-05 17:00
2024-05-05 18:00
2024-05-05 19:00
2024-05-05 20:00
2024-05-05 21:00
2024-05-05 22:00
2024-05-05 23:00
2024-05-06
2024-05-06 01:00
2024-05-06 02:00
2024-05-06 03:00
2024-05-06 04:00
2024-05-06 05:00
2024-05-06 06:00
2024-05-06 07:00
2024-05-06 08:00
2024-05-06 09:00
2024-05-06 10:00
2024-05-06 11:00
2024-05-06 12:00
2024-05-06 13:00
2024-05-06 14:00
2024-05-06 15:00
2024-05-06 16:00
2024-05-06 17:00
2024-05-06 18:00
2024-05-06 19:00
2024-05-06 20:00
2024-05-06 21:00
2024-05-06 22:00
2024-05-06 23:00
2024-05-07
2024-05-07 01:00
2024-05-07 02:00
2024-05-07 03:00
2024-05-07 04:00
2024-05-07 05:00
2024-05-07 06:00
2024-05-07 07:00
2024-05-07 08:00
2024-05-07 09:00
2024-05-07 10:00
2024-05-07 11:00
2024-05-07 12:00
2024-05-07 13:00
2024-05-07 14:00
2024-05-07 15:00
2024-05-07 16:00
2024-05-07 17:00
2024-05-07 18:00
2024-05-07 19:00
2024-05-07 20:00
2024-05-07 21:00
2024-05-07 22:00
2024-05-07 23:00
2024-05-08
2024-05-08 01:00
2024-05-08 02:00
2024-05-08 03:00
2024-05-08 04:00
2024-05-08 05:00
2024-05-08 06:00
2024-05-08 07:00
2024-05-08 08:00
2024-05-08 09:00
2024-05-08 10:00
2024-05-08 11:00
2024-05-08 12:00
2024-05-08 13:00
2024-05-08 14:00
2024-05-08 15:00
2024-05-08 16:00
2024-05-08 17:00
2024-05-08 18:00
2024-05-08 19:00
2024-05-08 20:00
2024-05-08 21:00
2024-05-08 22:00
2024-05-08 23:00
2024-05-09
2024-05-09 01:00
2024-05-09 02:00
2024-05-09 03:00
2024-05-09 04:00
2024-05-09 05:00
2024-05-09 06:00
2024-05-09 07:00
2024-05-09 08:00
2024-05-09 09:00
2024-05-09 10:00
2024-05-09 11:00
2024-05-09 12:00
2024-05-09 13:00
2024-05-09 14:00
2024-05-09 15:00
2024-05-09 16:00
2024-05-09 17:00
2024-05-09 18:00
2024-05-09 19:00
2024-05-09 20:00
2024-05-09 21:00
2024-05-09 22:00
2024-05-09 23:00
2024-05-10
2024-05-10 01:00
2024-05-10 02:00
2024-05-10 03:00
2024-05-10 04:00
2024-05-10 05:00
2024-05-10 06:00
2024-05-10 07:00
2024-05-10 08:00
2024-05-10 09:00
2024-05-10 10:00
2024-05-10 11:00
2024-05-10 12:00
2024-05-10 13:00
2024-05-10 14:00
2024-05-10 15:00
2024-05-10 16:00
2024-05-10 17:00
2024-05-10 18:00
2024-05-10 19:00
2024-05-10 20:00
2024-05-10 21:00
2024-05-10 22:00
2024-05-10 23:00
2024-05-11
2024-05-11 01:00
2024-05-11 02:00
2024-05-11 03:00
2024-05-11 04:00
2024-05-11 05:00
2024-05-11 06:00
2024-05-11 07:00
2024-05-11 08:00
2024-05-11 09:00
2024-05-11 10:00
2024-05-11 11:00
2024-05-11 12:00
2024-05-11 13:00
2024-05-11 14:00
2024-05-11 15:00
2024-05-11 16:00
2024-05-11 17:00
2024-05-11 18:00
2024-05-11 19:00
2024-05-11 20:00
2024-05-11 21:00
2024-05-11 22:00
2024-05-11 23:00
2024-05-12
2024-05-12 01:00
2024-05-12 02:00
2024-05-12 03:00
2024-05-12 04:00
2024-05-12 05:00
2024-05-12 06:00
2024-05-12 07:00
2024-05-12 08:00
2024-05-12 09:00
2024-05-12 10:00
2024-05-12 11:00
2024-05-12 12:00
2024-05-12 13:00
2024-05-12 14:00
2024-05-12 15:00
2024-05-12 16:00
2024-05-12 17:00
2024-05-12 18:00
2024-05-12 19:00
2024-05-12 20:00
2024-05-12 21:00
2024-05-12 22:00
2024-05-12 23:00
2024-05-13
2024-05-13 01:00
2024-05-13 02:00
2024-05-13 03:00
2024-05-13 04:00
2024-05-13 05:00
2024-05-13 06:00
2024-05-13 07:00
2024-05-13 08:00
2024-05-13 09:00
2024-05-13 10:00
2024-05-13 11:00
2024-05-13 12:00
2024-05-13 13:00
2024-05-13 14:00
2024-05-13 15:00
2024-05-13 16:00
2024-05-13 17:00
2024-05-13 18:00
2024-05-13 19:00
2024-05-13 20:00
2024-05-13 21:00
2024-05-13 22:00
2024-05-13 23:00
2024-05-14
2024-05-14 01:00
2024-05-14 02:00
2024-05-14 03:00
2024-05-14 04:00
2024-05-14 05:00
2024-05-14 06:00
2024-05-14 07:00
2024-05-14 08:00
2024-05-14 09:00
2024-05-14 10:00
2024-05-14 11:00
2024-05-14 12:00
2024-05-14 13:00
2024-05-14 14:00
2024-05-14 15:00
2024-05-14 16:00
2024-05-14 17:00
2024-05-14 18:00
2024-05-14 19:00
2024-05-14 20:00
2024-05-14 21:00
2024-05-14 22:00
2024-05-14 23:00
2024-05-15
2024-05-15 01:00
2024-05-15 02:00
2024-05-15 03:00
2024-05-15 04:00
2024-05-15 05:00
2024-05-15 06:00
2024-05-15 07:00
2024-05-15 08:00
2024-05-15 09:00
2024-05-15 10:00
2024-05-15 11:00
2024-05-15 12:00
2024-05-15 13:00
2024-05-15 14:00
2024-05-15 15:00
2024-05-15 16:00
2024-05-15 17:00
2024-05-15 18:00
2024-05-15 19:00
2024-05-15 20:00
2024-05-15 21:00
2024-05-15 22:00
2024-05-15 23:00
2024-05-16
2024-05-16 01:00
2024-05-16 02:00
2024-05-16 03:00
2024-05-16 04:00
2024-05-16 05:00
2024-05-16 06:00
2024-05-16 07:00
2024-05-16 08:00
2024-05-16 09:00
2024-05-16 10:00
2024-05-16 11:00
2024-05-16 12:00
2024-05-16 13:00
2024-05-16 14:00
2024-05-16 15:00
2024-05-16 16:00
2024-05-16 17:00
2024-05-16 18:00
2024-05-16 19:00
2024-05-16 20:00
2024-05-16 21:00
2024-05-16 22:00
2024-05-16 23:00
2024-05-17
2024-05-17 01:00
2024-05-17 02:00
2024-05-17 03:00
2024-05-17 04:00
2024-05-17 05:00
2024-05-17 06:00
2024-05-17 07:00
2024-05-17 08:00
2024-05-17 09:00
2024-05-17 10:00
2024-05-17 11:00
2024-05-17 12:00
2024-05-17 13:00
2024-05-17 14:00
2024-05-17 15:00
2024-05-17 16:00
2024-05-17 17:00
2024-05-17 18:00
2024-05-17 19:00
2024-05-17 20:00
2024-05-17 21:00
2024-05-17 22:00
2024-05-17 23:00
2024-05-18
2024-05-18 01:00
2024-05-18 02:00
2024-05-18 03:00
2024-05-18 04:00
2024-05-18 05:00
2024-05-18 06:00
2024-05-18 07:00
2024-05-18 08:00
2024-05-18 09:00
2024-05-18 10:00
2024-05-18 11:00
2024-05-18 12:00
2024-05-18 13:00
2024-05-18 14:00
2024-05-18 15:00
2024-05-18 16:00
2024-05-18 17:00
2024-05-18 18:00
2024-05-18 19:00
2024-05-18 20:00
2024-05-18 21:00
2024-05-18 22:00
2024-05-18 23:00
2024-05-19
2024-05-19 01:00
2024-05-19 02:00
2024-05-19 03:00
2024-05-19 04:00
2024-05-19 05:00
2024-05-19 06:00
2024-05-19 07:00
2024-05-19 08:00
2024-05-19 09:00
2024-05-19 10:00
2024-05-19 11:00
2024-05-19 12:00
2024-05-19 13:00
2024-05-19 14:00
2024-05-19 15:00
2024-05-19 16:00
2024-05-19 17:00
2024-05-19 18:00
2024-05-19 19:00
2024-05-19 20:00
2024-05-19 21:00
2024-05-19 22:00
2024-05-19 23:00
2024-05-20
2024-05-20 01:00
2024-05-20 02:00
2024-05-20 03:00
2024-05-20 04:00
2024-05-20 05:00
2024-05-20 06:00
2024-05-20 07:00
2024-05-20 08:00
2024-05-20 09:00
2024-05-20 10:00
2024-05-20 11:00
2024-05-20 12:00
2024-05-20 13:00
2024-05-20 14:00
2024-05-20 15:00
2024-05-20 16:00
2024-05-20 17:00
2024-05-20 18:00
2024-05-20 19:00
2024-05-20 20:00
2024-05-20 21:00
2024-05-20 22:00
2024-05-20 23:00
2024-05-21
2024-05-21 01:00
2024-05-21 02:00
2024-05-21 03:00
2024-05-21 04:00
2024-05-21 05:00
2024-05-21 06:00
2024-05-21 07:00
2024-05-21 08:00
2024-05-21 09:00
2024-05-21 10:00
2024-05-21 11:00
2024-05-21 12:00
2024-05-21 13:00
2024-05-21 14:00
2024-05-21 15:00
2024-05-21 16:00
2024-05-21 17:00
2024-05-21 18:00
2024-05-21 19:00
2024-05-21 20:00
2024-05-21 21:00
2024-05-21 22:00
2024-05-21 23:00
2024-05-22
2024-05-22 01:00
2024-05-22 02:00
2024-05-22 03:00
2024-05-22 04:00
2024-05-22 05:00
2024-05-22 06:00
2024-05-22 07:00
2024-05-22 08:00
2024-05-22 09:00
2024-05-22 10:00
2024-05-22 11:00
2024-05-22 12:00
2024-05-22 13:00
2024-05-22 14:00
2024-05-22 15:00
2024-05-22 16:00
2024-05-22 17:00
2024-05-22 18:00
2024-05-22 19:00
2024-05-22 20:00
2024-05-22 21:00
2024-05-22 22:00
2024-05-22 23:00
2024-05-23
2024-05-23 01:00
2024-05-23 02:00
2024-05-23 03:00
2024-05-23 04:00
2024-05-23 05:00
2024-05-23 06:00
2024-05-23 07:00
2024-05-23 08:00
2024-05-23 09:00
2024-05-23 10:00
2024-05-23 11:00
2024-05-23 12:00
2024-05-23 13:00
2024-05-23 14:00
2024-05-23 15:00
2024-05-23 16:00
2024-05-23 17:00
2024-05-23 18:00
2024-05-23 19:00
2024-05-23 20:00
2024-05-23 21:00
2024-05-23 22:00
2024-05-23 23:00
2024-05-24
2024-05-24 01:00
2024-05-24 02:00
2024-05-24 03:00
2024-05-24 04:00
2024-05-24 05:00
2024-05-24 06:00
2024-05-24 07:00
2024-05-24 08:00
2024-05-24 09:00
2024-05-24 10:00
2024-05-24 11:00
2024-05-24 12:00
2024-05-24 13:00
2024-05-24 14:00
2024-05-24 15:00
2024-05-24 16:00
2024-05-24 17:00
2024-05-24 18:00
2024-05-24 19:00
2024-05-24 20:00
2024-05-24 21:00
2024-05-24 22:00
2024-05-24 23:00
2024-05-25
2024-05-25 01:00
2024-05-25 02:00
2024-05-25 03:00
2024-05-25 04:00
2024-05-25 05:00
2024-05-25 06:00
2024-05-25 07:00
2024-05-25 08:00
2024-05-25 09:00
2024-05-25 10:00
2024-05-25 11:00
2024-05-25 12:00
2024-05-25 13:00
2024-05-25 14:00
2024-05-25 15:00
2024-05-25 16:00
2024-05-25 17:00
2024-05-25 18:00
2024-05-25 19:00
2024-05-25 20:00
2024-05-25 21:00
2024-05-25 22:00
2024-05-25 23:00
2024-05-26
2024-05-26 01:00
2024-05-26 02:00
2024-05-26 03:00
2024-05-26 04:00
2024-05-26 05:00
2024-05-26 06:00
2024-05-26 07:00
2024-05-26 08:00
2024-05-26 09:00
2024-05-26 10:00
2024-05-26 11:00
2024-05-26 12:00
2024-05-26 13:00
2024-05-26 14:00
2024-05-26 15:00
2024-05-26 16:00
2024-05-26 17:00
2024-05-26 18:00
2024-05-26 19:00
2024-05-26 20:00
2024-05-26 21:00
2024-05-26 22:00
2024-05-26 23:00
2024-05-27
2024-05-27 01:00
2024-05-27 02:00
2024-05-27 03:00
2024-05-27 04:00
2024-05-27 05:00
2024-05-27 06:00
2024-05-27 07:00
2024-05-27 08:00
2024-05-27 09:00
2024-05-27 10:00
2024-05-27 11:00
2024-05-27 12:00
2024-05-27 13:00
2024-05-27 14:00
2024-05-27 15:00
2024-05-27 16:00
2024-05-27 17:00
2024-05-27 18:00
2024-05-27 19:00
2024-05-27 20:00
2024-05-27 21:00
2024-05-27 22:00
2024-05-27 23:00
2024-05-28
2024-05-28 01:00
2024-05-28 02:00
2024-05-28 03:00
2024-05-28 04:00
2024-05-28 05:00
2024-05-28 06:00
2024-05-28 07:00
2024-05-28 08:00
2024-05-28 09:00
2024-05-28 10:00
2024-05-28 11:00
2024-05-28 12:00
2024-05-28 13:00
2024-05-28 14:00
2024-05-28 15:00
2024-05-28 16:00
2024-05-28 17:00
2024-05-28 18:00
2024-05-28 19:00
2024-05-28 20:00
2024-05-28 21:00
2024-05-28 22:00
2024-05-28 23:00
2024-05-29
2024-05-29 01:00
2024-05-29 02:00
2024-05-29 03:00
2024-05-29 04:00
2024-05-29 05:00
2024-05-29 06:00
2024-05-29 07:00
2024-05-29 08:00
2024-05-29 09:00
2024-05-29 10:00
2024-05-29 11:00
2024-05-29 12:00
2024-05-29 13:00
2024-05-29 14:00
2024-05-29 15:00
2024-05-29 16:00
2024-05-29 17:00
2024-05-29 18:00
2024-05-29 19:00
2024-05-29 20:00
2024-05-29 21:00
2024-05-29 22:00
2024-05-29 23:00
2024-05-30
2024-05-30 01:00
2024-05-30 02:00
2024-05-30 03:00
2024-05-30 04:00
2024-05-30 05:00
2024-05-30 06:00
2024-05-30 07:00
2024-05-30 08:00
2024-05-30 09:00
2024-05-30 10:00
2024-05-30 11:00
2024-05-30 12:00
2024-05-30 13:00
2024-05-30 14:00
2024-05-30 15:00
2024-05-30 16:00
2024-05-30 17:00
2024-05-30 18:00
2024-05-30 19:00
2024-05-30 20:00
2024-05-30 21:00
2024-05-30 22:00
2024-05-30 23:00
2024-05-31
2024-05-31 01:00
2024-05-31 02:00
2024-05-31 03:00
2024-05-31 04:00
2024-05-31 05:00
2024-05-31 06:00
2024-05-31 07:00
2024-05-31 08:00
2024-05-31 09:00
2024-05-31 10:00
2024-05-31 11:00
2024-05-31 12:00
2024-05-31 13:00
2024-05-31 14:00
2024-05-31 15:00
2024-05-31 16:00
2024-05-31 17:00
2024-05-31 18:00
2024-05-31 19:00
2024-05-31 20:00
2024-05-31 21:00
2024-05-31 22:00
2024-05-31 23:00
2024-06-01
2024-06-01 01:00
2024-06-01 02:00
2024-06-01 03:00
2024-06-01 04:00
2024-06-01 05:00
2024-06-01 06:00
2024-06-01 07:00
2024-06-01 08:00
2024-06-01 09:00
2024-06-01 10:00
2024-06-01 11:00
2024-06-01 12:00
2024-06-01 13:00
2024-06-01 14:00
2024-06-01 15:00
2024-06-01 16:00
2024-06-01 17:00
2024-06-01 18:00
2024-06-01 19:00
2024-06-01 20:00
2024-06-01 21:00
2024-06-01 22:00
2024-06-01 23:00
2024-06-02
2024-06-02 01:00
2024-06-02 02:00
2024-06-02 03:00
2024-06-02 04:00
2024-06-02 05:00
2024-06-02 06:00
2024-06-02 07:00
2024-06-02 08:00
2024-06-02 09:00
2024-06-02 10:00
2024-06-02 11:00
2024-06-02 12:00
2024-06-02 13:00
2024-06-02 14:00
2024-06-02 15:00
2024-06-02 16:00
2024-06-02 17:00
2024-06-02 18:00
2024-06-02 19:00
2024-06-02 20:00
2024-06-02 21:00
2024-06-02 22:00
2024-06-02 23:00
2024-06-03
2024-06-03 01:00
2024-06-03 02:00
2024-06-03 03:00
2024-06-03 04:00
2024-06-03 05:00
2024-06-03 06:00
2024-06-03 07:00
2024-06-03 08:00
2024-06-03 09:00
2024-06-03 10:00
2024-06-03 11:00
2024-06-03 12:00
2024-06-03 13:00
2024-06-03 14:00
2024-06-03 15:00
2024-06-03 16:00
2024-06-03 17:00
2024-06-03 18:00
2024-06-03 19:00
2024-06-03 20:00
2024-06-03 21:00
2024-06-03 22:00
2024-06-03 23:00
2024-06-04
2024-06-04 01:00
2024-06-04 02:00
2024-06-04 03:00
2024-06-04 04:00
2024-06-04 05:00
2024-06-04 06:00
2024-06-04 07:00
2024-06-04 08:00
2024-06-04 09:00
2024-06-04 10:00
2024-06-04 11:00
2024-06-04 12:00
2024-06-04 13:00
2024-06-04 14:00
2024-06-04 15:00
2024-06-04 16:00
2024-06-04 17:00
2024-06-04 18:00
2024-06-04 19:00
2024-06-04 20:00
2024-06-04 21:00
2024-06-04 22:00
2024-06-04 23:00
2024-06-05
2024-06-05 01:00
2024-06-05 02:00
2024-06-05 03:00
2024-06-05 04:00
2024-06-05 05:00
2024-06-05 06:00
2024-06-05 07:00
2024-06-05 08:00
2024-06-05 09:00
2024-06-05 10:00
2024-06-05 11:00
2024-06-05 12:00
2024-06-05 13:00
2024-06-05 14:00
2024-06-05 15:00
2024-06-05 16:00
2024-06-05 17:00
2024-06-05 18:00
2024-06-05 19:00
2024-06-05 20:00
2024-06-05 21:00
2024-06-05 22:00
2024-06-05 23:00
2024-06-06
2024-06-06 01:00
2024-06-06 02:00
2024-06-06 03:00
2024-06-06 04:00
2024-06-06 05:00
2024-06-06 06:00
2024-06-06 07:00
2024-06-06 08:00
2024-06-06 09:00
2024-06-06 10:00
2024-06-06 11:00
2024-06-06 12:00
2024-06-06 13:00
2024-06-06 14:00
2024-06-06 15:00
2024-06-06 16:00
2024-06-06 17:00
2024-06-06 18:00
2024-06-06 19:00
2024-06-06 20:00
2024-06-06 21:00
2024-06-06 22:00
2024-06-06 23:00
2024-06-07
2024-06-07 01:00
2024-06-07 02:00
2024-06-07 03:00
2024-06-07 04:00
2024-06-07 05:00
2024-06-07 06:00
2024-06-07 07:00
2024-06-07 08:00
2024-06-07 09:00
2024-06-07 10:00
2024-06-07 11:00
2024-06-07 12:00
2024-06-07 13:00
2024-06-07 14:00
2024-06-07 15:00
2024-06-07 16:00
2024-06-07 17:00
2024-06-07 18:00
2024-06-07 19:00
2024-06-07 20:00
2024-06-07 21:00
2024-06-07 22:00
2024-06-07 23:00
2024-06-08
2024-06-08 01:00
2024-06-08 02:00
2024-06-08 03:00
2024-06-08 04:00
2024-06-08 05:00
2024-06-08 06:00
2024-06-08 07:00
2024-06-08 08:00
2024-06-08 09:00
2024-06-08 10:00
2024-06-08 11:00
2024-06-08 12:00
2024-06-08 13:00
2024-06-08 14:00
2024-06-08 15:00
2024-06-08 16:00
2024-06-08 17:00
2024-06-08 18:00
2024-06-08 19:00
2024-06-08 20:00
2024-06-08 21:00
2024-06-08 22:00
2024-06-08 23:00
2024-06-09
2024-06-09 01:00
2024-06-09 02:00
2024-06-09 03:00
2024-06-09 04:00
2024-06-09 05:00
2024-06-09 06:00
2024-06-09 07:00
2024-06-09 08:00
2024-06-09 09:00
2024-06-09 10:00
2024-06-09 11:00
2024-06-09 12:00
2024-06-09 13:00
2024-06-09 14:00
2024-06-09 15:00
2024-06-09 16:00
2024-06-09 17:00
2024-06-09 18:00
2024-06-09 19:00
2024-06-09 20:00
2024-06-09 21:00
2024-06-09 22:00
2024-06-09 23:00
2024-06-10
2024-06-10 01:00
2024-06-10 02:00
2024-06-10 03:00
2024-06-10 04:00
2024-06-10 05:00
2024-06-10 06:00
2024-06-10 07:00
2024-06-10 08:00
2024-06-10 09:00
2024-06-10 10:00
2024-06-10 11:00
2024-06-10 12:00
2024-06-10 13:00
2024-06-10 14:00
2024-06-10 15:00
2024-06-10 16:00
2024-06-10 17:00
2024-06-10 18:00
2024-06-10 19:00
2024-06-10 20:00
2024-06-10 21:00
2024-06-10 22:00
2024-06-10 23:00
2024-06-11
2024-06-11 01:00
2024-06-11 02:00
2024-06-11 03:00
2024-06-11 04:00
2024-06-11 05:00
2024-06-11 06:00
2024-06-11 07:00
2024-06-11 08:00
2024-06-11 09:00
2024-06-11 10:00
2024-06-11 11:00
2024-06-11 12:00
2024-06-11 13:00
2024-06-11 14:00
2024-06-11 15:00
2024-06-11 16:00
2024-06-11 17:00
2024-06-11 18:00
2024-06-11 19:00
2024-06-11 20:00
2024-06-11 21:00
2024-06-11 22:00
2024-06-11 23:00
2024-06-12
2024-06-12 01:00
2024-06-12 02:00
2024-06-12 03:00
2024-06-12 04:00
2024-06-12 05:00
2024-06-12 06:00
2024-06-12 07:00
2024-06-12 08:00
2024-06-12 09:00
2024-06-12 10:00
2024-06-12 11:00
2024-06-12 12:00
2024-06-12 13:00
2024-06-12 14:00
2024-06-12 15:00
2024-06-12 16:00
2024-06-12 17:00
2024-06-12 18:00
2024-06-12 19:00
2024-06-12 20:00
2024-06-12 21:00
2024-06-12 22:00
2024-06-12 23:00
2024-06-13
2024-06-13 01:00
2024-06-13 02:00
2024-06-13 03:00
2024-06-13 04:00
2024-06-13 05:00
2024-06-13 06:00
2024-06-13 07:00
2024-06-13 08:00
2024-06-13 09:00
2024-06-13 10:00
2024-06-13 11:00
2024-06-13 12:00
2024-06-13 13:00
2024-06-13 14:00
2024-06-13 15:00
2024-06-13 16:00
2024-06-13 17:00
2024-06-13 18:00
2024-06-13 19:00
2024-06-13 20:00
2024-06-13 21:00
2024-06-13 22:00
2024-06-13 23:00
2024-06-14
2024-06-14 01:00
2024-06-14 02:00
2024-06-14 03:00
2024-06-14 04:00
2024-06-14 05:00
2024-06-14 06:00
2024-06-14 07:00
2024-06-14 08:00
2024-06-14 09:00
2024-06-14 10:00
2024-06-14 11:00
2024-06-14 12:00
2024-06-14 13:00
2024-06-14 14:00
2024-06-14 15:00
2024-06-14 16:00
2024-06-14 17:00
2024-06-14 18:00
2024-06-14 19:00
2024-06-14 20:00
2024-06-14 21:00
2024-06-14 22:00
2024-06-14 23:00
2024-06-15
2024-06-15 01:00
2024-06-15 02:00
2024-06-15 03:00
2024-06-15 04:00
2024-06-15 05:00
2024-06-15 06:00
2024-06-15 07:00
2024-06-15 08:00
2024-06-15 09:00
2024-06-15 10:00
2024-06-15 11:00
2024-06-15 12:00
2024-06-15 13:00
2024-06-15 14:00
2024-06-15 15:00
2024-06-15 16:00
2024-06-15 17:00
2024-06-15 18:00
2024-06-15 19:00
2024-06-15 20:00
2024-06-15 21:00
2024-06-15 22:00
2024-06-15 23:00
2024-06-16
2024-06-16 01:00
2024-06-16 02:00
2024-06-16 03:00
2024-06-16 04:00
2024-06-16 05:00
2024-06-16 06:00
2024-06-16 07:00
2024-06-16 08:00
2024-06-16 09:00
2024-06-16 10:00
2024-06-16 11:00
2024-06-16 12:00
2024-06-16 13:00
2024-06-16 14:00
2024-06-16 15:00
2024-06-16 16:00
2024-06-16 17:00
2024-06-16 18:00
2024-06-16 19:00
2024-06-16 20:00
2024-06-16 21:00
2024-06-16 22:00
2024-06-16 23:00
2024-06-17
2024-06-17 01:00
2024-06-17 02:00
2024-06-17 03:00
2024-06-17 04:00
2024-06-17 05:00
2024-06-17 06:00
2024-06-17 07:00
2024-06-17 08:00
2024-06-17 09:00
2024-06-17 10:00
2024-06-17 11:00
2024-06-17 12:00
2024-06-17 13:00
2024-06-17 14:00
2024-06-17 15:00
2024-06-17 16:00
2024-06-17 17:00
2024-06-17 18:00
2024-06-17 19:00
2024-06-17 20:00
2024-06-17 21:00
2024-06-17 22:00
2024-06-17 23:00
2024-06-18
2024-06-18 01:00
2024-06-18 02:00
2024-06-18 03:00
2024-06-18 04:00
2024-06-18 05:00
2024-06-18 06:00
2024-06-18 07:00
2024-06-18 08:00
2024-06-18 09:00
2024-06-18 10:00
2024-06-18 11:00
2024-06-18 12:00
2024-06-18 13:00
2024-06-18 14:00
2024-06-18 15:00
2024-06-18 16:00
2024-06-18 17:00
2024-06-18 18:00
2024-06-18 19:00
2024-06-18 20:00
2024-06-18 21:00
2024-06-18 22:00
2024-06-18 23:00
2024-06-19
2024-06-19 01:00
2024-06-19 02:00
2024-06-19 03:00
2024-06-19 04:00
2024-06-19 05:00
2024-06-19 06:00
2024-06-19 07:00
2024-06-19 08:00
2024-06-19 09:00
2024-06-19 10:00
2024-06-19 11:00
2024-06-19 12:00
2024-06-19 13:00
2024-06-19 14:00
2024-06-19 15:00
2024-06-19 16:00
2024-06-19 17:00
2024-06-19 18:00
2024-06-19 19:00
2024-06-19 20:00
2024-06-19 21:00
2024-06-19 22:00
2024-06-19 23:00
2024-06-20
2024-06-20 01:00
2024-06-20 02:00
2024-06-20 03:00
2024-06-20 04:00
2024-06-20 05:00
2024-06-20 06:00
2024-06-20 07:00
2024-06-20 08:00
2024-06-20 09:00
2024-06-20 10:00
2024-06-20 11:00
2024-06-20 12:00
2024-06-20 13:00
2024-06-20 14:00
2024-06-20 15:00
2024-06-20 16:00
2024-06-20 17:00
2024-06-20 18:00
2024-06-20 19:00
2024-06-20 20:00
2024-06-20 21:00
2024-06-20 22:00
2024-06-20 23:00
2024-06-21
2024-06-21 01:00
2024-06-21 02:00
2024-06-21 03:00
2024-06-21 04:00
2024-06-21 05:00
2024-06-21 06:00
2024-06-21 07:00
2024-06-21 08:00
2024-06-21 09:00
2024-06-21 10:00
2024-06-21 11:00
2024-06-21 12:00
2024-06-21 13:00
2024-06-21 14:00
2024-06-21 15:00
2024-06-21 16:00
2024-06-21 17:00
2024-06-21 18:00
2024-06-21 19:00
2024-06-21 20:00
2024-06-21 21:00
2024-06-21 22:00
2024-06-21 23:00
2024-06-22
2024-06-22 01:00
2024-06-22 02:00
2024-06-22 03:00
2024-06-22 04:00
2024-06-22 05:00
2024-06-22 06:00
2024-06-22 07:00
2024-06-22 08:00
2024-06-22 09:00
2024-06-22 10:00
2024-06-22 11:00
2024-06-22 12:00
2024-06-22 13:00
2024-06-22 14:00
2024-06-22 15:00
2024-06-22 16:00
2024-06-22 17:00
2024-06-22 18:00
2024-06-22 19:00
2024-06-22 20:00
2024-06-22 21:00
2024-06-22 22:00
2024-06-22 23:00
2024-06-23
2024-06-23 01:00
2024-06-23 02:00
2024-06-23 03:00
2024-06-23 04:00
2024-06-23 05:00
2024-06-23 06:00
2024-06-23 07:00
2024-06-23 08:00
2024-06-23 09:00
2024-06-23 10:00
2024-06-23 11:00
2024-06-23 12:00
2024-06-23 13:00
2024-06-23 14:00
2024-06-23 15:00
2024-06-23 16:00
2024-06-23 17:00
2024-06-23 18:00
2024-06-23 19:00
2024-06-23 20:00
2024-06-23 21:00
2024-06-23 22:00
2024-06-23 23:00
2024-06-24
2024-06-24 01:00
2024-06-24 02:00
2024-06-24 03:00
2024-06-24 04:00
2024-06-24 05:00
2024-06-24 06:00
2024-06-24 07:00
2024-06-24 08:00
2024-06-24 09:00
2024-06-24 10:00
2024-06-24 11:00
2024-06-24 12:00
2024-06-24 13:00
2024-06-24 14:00
2024-06-24 15:00
2024-06-24 16:00
2024-06-24 17:00
2024-06-24 18:00
2024-06-24 19:00
2024-06-24 20:00
2024-06-24 21:00
2024-06-24 22:00
2024-06-24 23:00
2024-06-25
2024-06-25 01:00
2024-06-25 02:00
2024-06-25 03:00
2024-06-25 04:00
2024-06-25 05:00
2024-06-25 06:00
2024-06-25 07:00
2024-06-25 08:00
2024-06-25 09:00
2024-06-25 10:00
2024-06-25 11:00
2024-06-25 12:00
2024-06-25 13:00
2024-06-25 14:00
2024-06-25 15:00
2024-06-25 16:00
2024-06-25 17:00
2024-06-25 18:00
2024-06-25 19:00
2024-06-25 20:00
2024-06-25 21:00
2024-06-25 22:00
2024-06-25 23:00
2024-06-26
2024-06-26 01:00
2024-06-26 02:00
2024-06-26 03:00
2024-06-26 04:00
2024-06-26 05:00
2024-06-26 06:00
2024-06-26 07:00
2024-06-26 08:00
2024-06-26 09:00
2024-06-26 10:00
2024-06-26 11:00
2024-06-26 12:00
2024-06-26 13:00
2024-06-26 14:00
2024-06-26 15:00
2024-06-26 16:00
2024-06-26 17:00
2024-06-26 18:00
2024-06-26 19:00
2024-06-26 20:00
2024-06-26 21:00
2024-06-26 22:00
2024-06-26 23:00
2024-06-27
2024-06-27 01:00
2024-06-27 02:00
2024-06-27 03:00
2024-06-27 04:00
2024-06-27 05:00
2024-06-27 06:00
2024-06-27 07:00
2024-06-27 08:00
2024-06-27 09:00
2024-06-27 10:00
2024-06-27 11:00
2024-06-27 12:00
2024-06-27 13:00
2024-06-27 14:00
2024-06-27 15:00
2024-06-27 16:00
2024-06-27 17:00
2024-06-27 18:00
2024-06-27 19:00
2024-06-27 20:00
2024-06-27 21:00
2024-06-27 22:00
2024-06-27 23:00
2024-06-28
2024-06-28 01:00
2024-06-28 02:00
2024-06-28 03:00
2024-06-28 04:00
2024-06-28 05:00
2024-06-28 06:00
2024-06-28 07:00
2024-06-28 08:00
2024-06-28 09:00
2024-06-28 10:00
2024-06-28 11:00
2024-06-28 12:00
2024-06-28 13:00
2024-06-28 14:00
2024-06-28 15:00
2024-06-28 16:00
2024-06-28 17:00
2024-06-28 18:00
2024-06-28 19:00
2024-06-28 20:00
2024-06-28 21:00
2024-06-28 22:00
2024-06-28 23:00
2024-06-29
2024-06-29 01:00
2024-06-29 02:00
2024-06-29 03:00
2024-06-29 04:00
2024-06-29 05:00
2024-06-29 06:00
2024-06-29 07:00
2024-06-29 08:00
2024-06-29 09:00
2024-06-29 10:00
2024-06-29 11:00
2024-06-29 12:00
2024-06-29 13:00
2024-06-29 14:00
2024-06-29 15:00
2024-06-29 16:00
2024-06-29 17:00
2024-06-29 18:00
2024-06-29 19:00
2024-06-29 20:00
2024-06-29 21:00
2024-06-29 22:00
2024-06-29 23:00
2024-06-30
2024-06-30 01:00
2024-06-30 02:00
2024-06-30 03:00
2024-06-30 04:00
2024-06-30 05:00
2024-06-30 06:00
2024-06-30 07:00
2024-06-30 08:00
2024-06-30 09:00
2024-06-30 10:00
2024-06-30 11:00
2024-06-30 12:00
2024-06-30 13:00
2024-06-30 14:00
2024-06-30 15:00
2024-06-30 16:00
2024-06-30 17:00
2024-06-30 18:00
2024-06-30 19:00
2024-06-30 20:00
2024-06-30 21:00
2024-06-30 22:00
2024-06-30 23:00
2024-07-01
2024-07-01 01:00
2024-07-01 02:00
2024-07-01 03:00
2024-07-01 04:00
2024-07-01 05:00
2024-07-01 06:00
2024-07-01 07:00
2024-07-01 08:00
2024-07-01 09:00
2024-07-01 10:00
2024-07-01 11:00
2024-07-01 12:00
2024-07-01 13:00
2024-07-01 14:00
2024-07-01 15:00
2024-07-01 16:00
2024-07-01 17:00
2024-07-01 18:00
2024-07-01 19:00
2024-07-01 20:00
2024-07-01 21:00
2024-07-01 22:00
2024-07-01 23:00
2024-07-02
2024-07-02 01:00
2024-07-02 02:00
2024-07-02 03:00
2024-07-02 04:00
2024-07-02 05:00
2024-07-02 06:00
2024-07-02 07:00
2024-07-02 08:00
2024-07-02 09:00
2024-07-02 10:00
2024-07-02 11:00
2024-07-02 12:00
2024-07-02 13:00
2024-07-02 14:00
2024-07-02 15:00
2024-07-02 16:00
2024-07-02 17:00
2024-07-02 18:00
2024-07-02 19:00
2024-07-02 20:00
2024-07-02 21:00
2024-07-02 22:00
2024-07-02 23:00
2024-07-03
2024-07-03 01:00
2024-07-03 02:00
2024-07-03 03:00
2024-07-03 04:00
2024-07-03 05:00
2024-07-03 06:00
2024-07-03 07:00
2024-07-03 08:00
2024-07-03 09:00
2024-07-03 10:00
2024-07-03 11:00
2024-07-03 12:00
2024-07-03 13:00
2024-07-03 14:00
2024-07-03 15:00
2024-07-03 16:00
2024-07-03 17:00
2024-07-03 18:00
2024-07-03 19:00
2024-07-03 20:00
2024-07-03 21:00
2024-07-03 22:00
2024-07-03 23:00
2024-07-04
2024-07-04 01:00
2024-07-04 02:00
2024-07-04 03:00
2024-07-04 04:00
2024-07-04 05:00
2024-07-04 06:00
2024-07-04 07:00
2024-07-04 08:00
2024-07-04 09:00
2024-07-04 10:00
2024-07-04 11:00
2024-07-04 12:00
2024-07-04 13:00
2024-07-04 14:00
2024-07-04 15:00
2024-07-04 16:00
2024-07-04 17:00
2024-07-04 18:00
2024-07-04 19:00
2024-07-04 20:00
2024-07-04 21:00
2024-07-04 22:00
2024-07-04 23:00
2024-07-05
2024-07-05 01:00
2024-07-05 02:00
2024-07-05 03:00
2024-07-05 04:00
2024-07-05 05:00
2024-07-05 06:00
2024-07-05 07:00
2024-07-05 08:00
2024-07-05 09:00
2024-07-05 10:00
2024-07-05 11:00
2024-07-05 12:00
2024-07-05 13:00
2024-07-05 14:00
2024-07-05 15:00
2024-07-05 16:00
2024-07-05 17:00
2024-07-05 18:00
2024-07-05 19:00
2024-07-05 20:00
2024-07-05 21:00
2024-07-05 22:00
2024-07-05 23:00
2024-07-06
2024-07-06 01:00
2024-07-06 02:00
2024-07-06 03:00
2024-07-06 04:00
2024-07-06 05:00
2024-07-06 06:00
2024-07-06 07:00
2024-07-06 08:00
2024-07-06 09:00
2024-07-06 10:00
2024-07-06 11:00
2024-07-06 12:00
2024-07-06 13:00
2024-07-06 14:00
2024-07-06 15:00
2024-07-06 16:00
2024-07-06 17:00
2024-07-06 18:00
2024-07-06 19:00
2024-07-06 20:00
2024-07-06 21:00
2024-07-06 22:00
2024-07-06 23:00
2024-07-07
2024-07-07 01:00
2024-07-07 02:00
2024-07-07 03:00
2024-07-07 04:00
2024-07-07 05:00
2024-07-07 06:00
2024-07-07 07:00
2024-07-07 08:00
2024-07-07 09:00
2024-07-07 10:00
2024-07-07 11:00
2024-07-07 12:00
2024-07-07 13:00
2024-07-07 14:00
2024-07-07 15:00
2024-07-07 16:00
2024-07-07 17:00
2024-07-07 18:00
2024-07-07 19:00
2024-07-07 20:00
2024-07-07 21:00
2024-07-07 22:00
2024-07-07 23:00
2024-07-08
2024-07-08 01:00
2024-07-08 02:00
2024-07-08 03:00
2024-07-08 04:00
2024-07-08 05:00
2024-07-08 06:00
2024-07-08 07:00
2024-07-08 08:00
2024-07-08 09:00
2024-07-08 10:00
2024-07-08 11:00
2024-07-08 12:00
2024-07-08 13:00
2024-07-08 14:00
2024-07-08 15:00
2024-07-08 16:00
2024-07-08 17:00
2024-07-08 18:00
2024-07-08 19:00
2024-07-08 20:00
2024-07-08 21:00
2024-07-08 22:00
2024-07-08 23:00
2024-07-09
2024-07-09 01:00
2024-07-09 02:00
2024-07-09 03:00
2024-07-09 04:00
2024-07-09 05:00
2024-07-09 06:00
2024-07-09 07:00
2024-07-09 08:00
2024-07-09 09:00
2024-07-09 10:00
2024-07-09 11:00
2024-07-09 12:00
2024-07-09 13:00
2024-07-09 14:00
2024-07-09 15:00
2024-07-09 16:00
2024-07-09 17:00
2024-07-09 18:00
2024-07-09 19:00
2024-07-09 20:00
2024-07-09 21:00
2024-07-09 22:00
2024-07-09 23:00
2024-07-10
2024-07-10 01:00
2024-07-10 02:00
2024-07-10 03:00
2024-07-10 04:00
2024-07-10 05:00
2024-07-10 06:00
2024-07-10 07:00
2024-07-10 08:00
2024-07-10 09:00
2024-07-10 10:00
2024-07-10 11:00
2024-07-10 12:00
2024-07-10 13:00
2024-07-10 14:00
2024-07-10 15:00
2024-07-10 16:00
2024-07-10 17:00
2024-07-10 18:00
2024-07-10 19:00
2024-07-10 20:00
2024-07-10 21:00
2024-07-10 22:00
2024-07-10 23:00
2024-07-11
2024-07-11 01:00
2024-07-11 02:00
2024-07-11 03:00
2024-07-11 04:00
2024-07-11 05:00
2024-07-11 06:00
2024-07-11 07:00
2024-07-11 08:00
2024-07-11 09:00
2024-07-11 10:00
2024-07-11 11:00
2024-07-11 12:00
2024-07-11 13:00
2024-07-11 14:00
2024-07-11 15:00
2024-07-11 16:00
2024-07-11 17:00
2024-07-11 18:00
2024-07-11 19:00
2024-07-11 20:00
2024-07-11 21:00
2024-07-11 22:00
2024-07-11 23:00
2024-07-12
2024-07-12 01:00
2024-07-12 02:00
2024-07-12 03:00
2024-07-12 04:00
2024-07-12 05:00
2024-07-12 06:00
2024-07-12 07:00
2024-07-12 08:00
2024-07-12 09:00
2024-07-12 10:00
2024-07-12 11:00
2024-07-12 12:00
2024-07-12 13:00
2024-07-12 14:00
2024-07-12 15:00
2024-07-12 16:00
2024-07-12 17:00
2024-07-12 18:00
2024-07-12 19:00
2024-07-12 20:00
2024-07-12 21:00
2024-07-12 22:00
2024-07-12 23:00
2024-07-13
2024-07-13 01:00
2024-07-13 02:00
2024-07-13 03:00
2024-07-13 04:00
2024-07-13 05:00
2024-07-13 06:00
2024-07-13 07:00
2024-07-13 08:00
2024-07-13 09:00
2024-07-13 10:00
2024-07-13 11:00
2024-07-13 12:00
2024-07-13 13:00
2024-07-13 14:00
2024-07-13 15:00
2024-07-13 16:00
2024-07-13 17:00
2024-07-13 18:00
2024-07-13 19:00
2024-07-13 20:00
2024-07-13 21:00
2024-07-13 22:00
2024-07-13 23:00
2024-07-14
2024-07-14 01:00
2024-07-14 02:00
2024-07-14 03:00
2024-07-14 04:00
2024-07-14 05:00
2024-07-14 06:00
2024-07-14 07:00
2024-07-14 08:00
2024-07-14 09:00
2024-07-14 10:00
2024-07-14 11:00
2024-07-14 12:00
2024-07-14 13:00
2024-07-14 14:00
2024-07-14 15:00
2024-07-14 16:00
2024-07-14 17:00
2024-07-14 18:00
2024-07-14 19:00
2024-07-14 20:00
2024-07-14 21:00
2024-07-14 22:00
2024-07-14 23:00
2024-07-15
2024-07-15 01:00
2024-07-15 02:00
2024-07-15 03:00
2024-07-15 04:00
2024-07-15 05:00
2024-07-15 06:00
2024-07-15 07:00
2024-07-15 08:00
2024-07-15 09:00
2024-07-15 10:00
2024-07-15 11:00
2024-07-15 12:00
2024-07-15 13:00
2024-07-15 14:00
2024-07-15 15:00
2024-07-15 16:00
2024-07-15 17:00
2024-07-15 18:00
2024-07-15 19:00
2024-07-15 20:00
2024-07-15 21:00
2024-07-15 22:00
2024-07-15 23:00
2024-07-16
2024-07-16 01:00
2024-07-16 02:00
2024-07-16 03:00
2024-07-16 04:00
2024-07-16 05:00
2024-07-16 06:00
2024-07-16 07:00
2024-07-16 08:00
2024-07-16 09:00
2024-07-16 10:00
2024-07-16 11:00
2024-07-16 12:00
2024-07-16 13:00
2024-07-16 14:00
2024-07-16 15:00
2024-07-16 16:00
2024-07-16 17:00
2024-07-16 18:00
2024-07-16 19:00
2024-07-16 20:00
2024-07-16 21:00
2024-07-16 22:00
2024-07-16 23:00
2024-07-17
2024-07-17 01:00
2024-07-17 02:00
2024-07-17 03:00
2024-07-17 04:00
2024-07-17 05:00
2024-07-17 06:00
2024-07-17 07:00
2024-07-17 08:00
2024-07-17 09:00
2024-07-17 10:00
2024-07-17 11:00
2024-07-17 12:00
2024-07-17 13:00
2024-07-17 14:00
2024-07-17 15:00
2024-07-17 16:00
2024-07-17 17:00
2024-07-17 18:00
2024-07-17 19:00
2024-07-17 20:00
2024-07-17 21:00
2024-07-17 22:00
2024-07-17 23:00
2024-07-18
2024-07-18 01:00
2024-07-18 02:00
2024-07-18 03:00
2024-07-18 04:00
2024-07-18 05:00
2024-07-18 06:00
2024-07-18 07:00
2024-07-18 08:00
2024-07-18 09:00
2024-07-18 10:00
2024-07-18 11:00
2024-07-18 12:00
2024-07-18 13:00
2024-07-18 14:00
2024-07-18 15:00
2024-07-18 16:00
2024-07-18 17:00
2024-07-18 18:00
2024-07-18 19:00
2024-07-18 20:00
2024-07-18 21:00
2024-07-18 22:00
2024-07-18 23:00
2024-07-19
2024-07-19 01:00
2024-07-19 02:00
2024-07-19 03:00
2024-07-19 04:00
2024-07-19 05:00
2024-07-19 06:00
2024-07-19 07:00
2024-07-19 08:00
2024-07-19 09:00
2024-07-19 10:00
2024-07-19 11:00
2024-07-19 12:00
2024-07-19 13:00
2024-07-19 14:00
2024-07-19 15:00
2024-07-19 16:00
2024-07-19 17:00
2024-07-19 18:00
2024-07-19 19:00
2024-07-19 20:00
2024-07-19 21:00
2024-07-19 22:00
2024-07-19 23:00
2024-07-20
2024-07-20 01:00
2024-07-20 02:00
2024-07-20 03:00
2024-07-20 04:00
2024-07-20 05:00
2024-07-20 06:00
2024-07-20 07:00
2024-07-20 08:00
2024-07-20 09:00
2024-07-20 10:00
2024-07-20 11:00
2024-07-20 12:00
2024-07-20 13:00
2024-07-20 14:00
2024-07-20 15:00
2024-07-20 16:00
2024-07-20 17:00
2024-07-20 18:00
2024-07-20 19:00
2024-07-20 20:00
2024-07-20 21:00
2024-07-20 22:00
2024-07-20 23:00
2024-07-21
2024-07-21 01:00
2024-07-21 02:00
2024-07-21 03:00
2024-07-21 04:00
2024-07-21 05:00
2024-07-21 06:00
2024-07-21 07:00
2024-07-21 08:00
2024-07-21 09:00
2024-07-21 10:00
2024-07-21 11:00
2024-07-21 12:00
2024-07-21 13:00
2024-07-21 14:00
2024-07-21 15:00
2024-07-21 16:00
2024-07-21 17:00
2024-07-21 18:00
2024-07-21 19:00
2024-07-21 20:00
2024-07-21 21:00
2024-07-21 22:00
2024-07-21 23:00
2024-07-22
2024-07-22 01:00
2024-07-22 02:00
2024-07-22 03:00
2024-07-22 04:00
2024-07-22 05:00
2024-07-22 06:00
2024-07-22 07:00
2024-07-22 08:00
2024-07-22 09:00
2024-07-22 10:00
2024-07-22 11:00
2024-07-22 12:00
2024-07-22 13:00
2024-07-22 14:00
2024-07-22 15:00
2024-07-22 16:00
2024-07-22 17:00
2024-07-22 18:00
2024-07-22 19:00
2024-07-22 20:00
2024-07-22 21:00
2024-07-22 22:00
2024-07-22 23:00
2024-07-23
2024-07-23 01:00
2024-07-23 02:00
2024-07-23 03:00
2024-07-23 04:00
2024-07-23 05:00
2024-07-23 06:00
2024-07-23 07:00
2024-07-23 08:00
2024-07-23 09:00
2024-07-23 10:00
2024-07-23 11:00
2024-07-23 12:00
2024-07-23 13:00
2024-07-23 14:00
2024-07-23 15:00
2024-07-23 16:00
2024-07-23 17:00
2024-07-23 18:00
2024-07-23 19:00
2024-07-23 20:00
2024-07-23 21:00
2024-07-23 22:00
2024-07-23 23:00
2024-07-24
2024-07-24 01:00
2024-07-24 02:00
2024-07-24 03:00
2024-07-24 04:00
2024-07-24 05:00
2024-07-24 06:00
2024-07-24 07:00
2024-07-24 08:00
2024-07-24 09:00
2024-07-24 10:00
2024-07-24 11:00
2024-07-24 12:00
2024-07-24 13:00
2024-07-24 14:00
2024-07-24 15:00
2024-07-24 16:00
2024-07-24 17:00
2024-07-24 18:00
2024-07-24 19:00
2024-07-24 20:00
2024-07-24 21:00
2024-07-24 22:00
2024-07-24 23:00
2024-07-25
2024-07-25 01:00
2024-07-25 02:00
2024-07-25 03:00
2024-07-25 04:00
2024-07-25 05:00
2024-07-25 06:00
2024-07-25 07:00
2024-07-25 08:00
2024-07-25 09:00
2024-07-25 10:00
2024-07-25 11:00
2024-07-25 12:00
2024-07-25 13:00
2024-07-25 14:00
2024-07-25 15:00
2024-07-25 16:00
2024-07-25 17:00
2024-07-25 18:00
2024-07-25 19:00
2024-07-25 20:00
2024-07-25 21:00
2024-07-25 22:00
2024-07-25 23:00
2024-07-26
2024-07-26 01:00
2024-07-26 02:00
2024-07-26 03:00
2024-07-26 04:00
2024-07-26 05:00
2024-07-26 06:00
2024-07-26 07:00
2024-07-26 08:00
2024-07-26 09:00
2024-07-26 10:00
2024-07-26 11:00
2024-07-26 12:00
2024-07-26 13:00
2024-07-26 14:00
2024-07-26 15:00
2024-07-26 16:00
2024-07-26 17:00
2024-07-26 18:00
2024-07-26 19:00
2024-07-26 20:00
2024-07-26 21:00
2024-07-26 22:00
2024-07-26 23:00
2024-07-27
2024-07-27 01:00
2024-07-27 02:00
2024-07-27 03:00
2024-07-27 04:00
2024-07-27 05:00
2024-07-27 06:00
2024-07-27 07:00
2024-07-27 08:00
2024-07-27 09:00
2024-07-27 10:00
2024-07-27 11:00
2024-07-27 12:00
2024-07-27 13:00
2024-07-27 14:00
2024-07-27 15:00
2024-07-27 16:00
2024-07-27 17:00
2024-07-27 18:00
2024-07-27 19:00
2024-07-27 20:00
2024-07-27 21:00
2024-07-27 22:00
2024-07-27 23:00
2024-07-28
2024-07-28 01:00
2024-07-28 02:00
2024-07-28 03:00
2024-07-28 04:00
2024-07-28 05:00
2024-07-28 06:00
2024-07-28 07:00
2024-07-28 08:00
2024-07-28 09:00
2024-07-28 10:00
2024-07-28 11:00
2024-07-28 12:00
2024-07-28 13:00
2024-07-28 14:00
2024-07-28 15:00
2024-07-28 16:00
2024-07-28 17:00
2024-07-28 18:00
2024-07-28 19:00
2024-07-28 20:00
2024-07-28 21:00
2024-07-28 22:00
2024-07-28 23:00
2024-07-29
2024-07-29 01:00
2024-07-29 02:00
2024-07-29 03:00
2024-07-29 04:00
2024-07-29 05:00
2024-07-29 06:00
2024-07-29 07:00
2024-07-29 08:00
2024-07-29 09:00
2024-07-29 10:00
2024-07-29 11:00
2024-07-29 12:00
2024-07-29 13:00
2024-07-29 14:00
2024-07-29 15:00
2024-07-29 16:00
2024-07-29 17:00
2024-07-29 18:00
2024-07-29 19:00
2024-07-29 20:00
2024-07-29 21:00
2024-07-29 22:00
2024-07-29 23:00
2024-07-30
2024-07-30 01:00
2024-07-30 02:00
2024-07-30 03:00
2024-07-30 04:00
2024-07-30 05:00
2024-07-30 06:00
2024-07-30 07:00
2024-07-30 08:00
2024-07-30 09:00
2024-07-30 10:00
2024-07-30 11:00
2024-07-30 12:00
2024-07-30 13:00
2024-07-30 14:00
2024-07-30 15:00
2024-07-30 16:00
2024-07-30 17:00
2024-07-30 18:00
2024-07-30 19:00
2024-07-30 20:00
2024-07-30 21:00
2024-07-30 22:00
2024-07-30 23:00
2024-07-31
2024-07-31 01:00
2024-07-31 02:00
2024-07-31 03:00
2024-07-31 04:00
2024-07-31 05:00
2024-07-31 06:00
2024-07-31 07:00
2024-07-31 08:00
2024-07-31 09:00
2024-07-31 10:00
2024-07-31 11:00
2024-07-31 12:00
2024-07-31 13:00
2024-07-31 14:00
2024-07-31 15:00
2024-07-31 16:00
2024-07-31 17:00
2024-07-31 18:00
2024-07-31 19:00
2024-07-31 20:00
2024-07-31 21:00
2024-07-31 22:00
2024-07-31 23:00
2024-08-01
2024-08-01 01:00
2024-08-01 02:00
2024-08-01 03:00
2024-08-01 04:00
2024-08-01 05:00
2024-08-01 06:00
2024-08-01 07:00
2024-08-01 08:00
2024-08-01 09:00
2024-08-01 10:00
2024-08-01 11:00
2024-08-01 12:00
2024-08-01 13:00
2024-08-01 14:00
2024-08-01 15:00
2024-08-01 16:00
2024-08-01 17:00
2024-08-01 18:00
2024-08-01 19:00
2024-08-01 20:00
2024-08-01 21:00
2024-08-01 22:00
2024-08-01 23:00
2024-08-02
2024-08-02 01:00
2024-08-02 02:00
2024-08-02 03:00
2024-08-02 04:00
2024-08-02 05:00
2024-08-02 06:00
2024-08-02 07:00
2024-08-02 08:00
2024-08-02 09:00
2024-08-02 10:00
2024-08-02 11:00
2024-08-02 12:00
2024-08-02 13:00
2024-08-02 14:00
2024-08-02 15:00
2024-08-02 16:00
2024-08-02 17:00
2024-08-02 18:00
2024-08-02 19:00
2024-08-02 20:00
2024-08-02 21:00
2024-08-02 22:00
2024-08-02 23:00
2024-08-03
2024-08-03 01:00
2024-08-03 02:00
2024-08-03 03:00
2024-08-03 04:00
2024-08-03 05:00
2024-08-03 06:00
2024-08-03 07:00
2024-08-03 08:00
2024-08-03 09:00
2024-08-03 10:00
2024-08-03 11:00
2024-08-03 12:00
2024-08-03 13:00
2024-08-03 14:00
2024-08-03 15:00
2024-08-03 16:00
2024-08-03 17:00
2024-08-03 18:00
2024-08-03 19:00
2024-08-03 20:00
2024-08-03 21:00
2024-08-03 22:00
2024-08-03 23:00
2024-08-04
2024-08-04 01:00
2024-08-04 02:00
2024-08-04 03:00
2024-08-04 04:00
2024-08-04 05:00
2024-08-04 06:00
2024-08-04 07:00
2024-08-04 08:00
2024-08-04 09:00
2024-08-04 10:00
2024-08-04 11:00
2024-08-04 12:00
2024-08-04 13:00
2024-08-04 14:00
2024-08-04 15:00
2024-08-04 16:00
2024-08-04 17:00
2024-08-04 18:00
2024-08-04 19:00
2024-08-04 20:00
2024-08-04 21:00
2024-08-04 22:00
2024-08-04 23:00
2024-08-05
2024-08-05 01:00
2024-08-05 02:00
2024-08-05 03:00
2024-08-05 04:00
2024-08-05 05:00
2024-08-05 06:00
2024-08-05 07:00
2024-08-05 08:00
2024-08-05 09:00
2024-08-05 10:00
2024-08-05 11:00
2024-08-05 12:00
2024-08-05 13:00
2024-08-05 14:00
2024-08-05 15:00
2024-08-05 16:00
2024-08-05 17:00
2024-08-05 18:00
2024-08-05 19:00
2024-08-05 20:00
2024-08-05 21:00
2024-08-05 22:00
2024-08-05 23:00
2024-08-06
2024-08-06 01:00
2024-08-06 02:00
2024-08-06 03:00
2024-08-06 04:00
2024-08-06 05:00
2024-08-06 06:00
2024-08-06 07:00
2024-08-06 08:00
2024-08-06 09:00
2024-08-06 10:00
2024-08-06 11:00
2024-08-06 12:00
2024-08-06 13:00
2024-08-06 14:00
2024-08-06 15:00
2024-08-06 16:00
2024-08-06 17:00
2024-08-06 18:00
2024-08-06 19:00
2024-08-06 20:00
2024-08-06 21:00
2024-08-06 22:00
2024-08-06 23:00
2024-08-07
2024-08-07 01:00
2024-08-07 02:00
2024-08-07 03:00
2024-08-07 04:00
2024-08-07 05:00
2024-08-07 06:00
2024-08-07 07:00
2024-08-07 08:00
2024-08-07 09:00
2024-08-07 10:00
2024-08-07 11:00
2024-08-07 12:00
2024-08-07 13:00
2024-08-07 14:00
2024-08-07 15:00
2024-08-07 16:00
2024-08-07 17:00
2024-08-07 18:00
2024-08-07 19:00
2024-08-07 20:00
2024-08-07 21:00
2024-08-07 22:00
2024-08-07 23:00
2024-08-08
2024-08-08 01:00
2024-08-08 02:00
2024-08-08 03:00
2024-08-08 04:00
2024-08-08 05:00
2024-08-08 06:00
2024-08-08 07:00
2024-08-08 08:00
2024-08-08 09:00
2024-08-08 10:00
2024-08-08 11:00
2024-08-08 12:00
2024-08-08 13:00
2024-08-08 14:00
2024-08-08 15:00
2024-08-08 16:00
2024-08-08 17:00
2024-08-08 18:00
2024-08-08 19:00
2024-08-08 20:00
2024-08-08 21:00
2024-08-08 22:00
2024-08-08 23:00
2024-08-09
2024-08-09 01:00
2024-08-09 02:00
2024-08-09 03:00
2024-08-09 04:00
2024-08-09 05:00
2024-08-09 06:00
2024-08-09 07:00
2024-08-09 08:00
2024-08-09 09:00
2024-08-09 10:00
2024-08-09 11:00
2024-08-09 12:00
2024-08-09 13:00
2024-08-09 14:00
2024-08-09 15:00
2024-08-09 16:00
2024-08-09 17:00
2024-08-09 18:00
2024-08-09 19:00
2024-08-09 20:00
2024-08-09 21:00
2024-08-09 22:00
2024-08-09 23:00
2024-08-10
2024-08-10 01:00
2024-08-10 02:00
2024-08-10 03:00
2024-08-10 04:00
2024-08-10 05:00
2024-08-10 06:00
2024-08-10 07:00
2024-08-10 08:00
2024-08-10 09:00
2024-08-10 10:00
2024-08-10 11:00
2024-08-10 12:00
2024-08-10 13:00
2024-08-10 14:00
2024-08-10 15:00
2024-08-10 16:00
2024-08-10 17:00
2024-08-10 18:00
2024-08-10 19:00
2024-08-10 20:00
2024-08-10 21:00
2024-08-10 22:00
2024-08-10 23:00
2024-08-11
2024-08-11 01:00
2024-08-11 02:00
2024-08-11 03:00
2024-08-11 04:00
2024-08-11 05:00
2024-08-11 06:00
2024-08-11 07:00
2024-08-11 08:00
2024-08-11 09:00
2024-08-11 10:00
2024-08-11 11:00
2024-08-11 12:00
2024-08-11 13:00
2024-08-11 14:00
2024-08-11 15:00
2024-08-11 16:00
2024-08-11 17:00
2024-08-11 18:00
2024-08-11 19:00
2024-08-11 20:00
2024-08-11 21:00
2024-08-11 22:00
2024-08-11 23:00
2024-08-12
2024-08-12 01:00
2024-08-12 02:00
2024-08-12 03:00
2024-08-12 04:00
2024-08-12 05:00
2024-08-12 06:00
2024-08-12 07:00
2024-08-12 08:00
2024-08-12 09:00
2024-08-12 10:00
2024-08-12 11:00
2024-08-12 12:00
2024-08-12 13:00
2024-08-12 14:00
2024-08-12 15:00
2024-08-12 16:00
2024-08-12 17:00
2024-08-12 18:00
2024-08-12 19:00
2024-08-12 20:00
2024-08-12 21:00
2024-08-12 22:00
2024-08-12 23:00
2024-08-13
2024-08-13 01:00
2024-08-13 02:00
2024-08-13 03:00
2024-08-13 04:00
2024-08-13 05:00
2024-08-13 06:00
2024-08-13 07:00
2024-08-13 08:00
2024-08-13 09:00
2024-08-13 10:00
2024-08-13 11:00
2024-08-13 12:00
2024-08-13 13:00
2024-08-13 14:00
2024-08-13 15:00
2024-08-13 16:00
2024-08-13 17:00
2024-08-13 18:00
2024-08-13 19:00
2024-08-13 20:00
2024-08-13 21:00
2024-08-13 22:00
2024-08-13 23:00
2024-08-14
2024-08-14 01:00
2024-08-14 02:00
2024-08-14 03:00
2024-08-14 04:00
2024-08-14 05:00
2024-08-14 06:00
2024-08-14 07:00
2024-08-14 08:00
2024-08-14 09:00
2024-08-14 10:00
2024-08-14 11:00
2024-08-14 12:00
2024-08-14 13:00
2024-08-14 14:00
2024-08-14 15:00
2024-08-14 16:00
2024-08-14 17:00
2024-08-14 18:00
2024-08-14 19:00
2024-08-14 20:00
2024-08-14 21:00
2024-08-14 22:00
2024-08-14 23:00
2024-08-15
2024-08-15 01:00
2024-08-15 02:00
2024-08-15 03:00
2024-08-15 04:00
2024-08-15 05:00
2024-08-15 06:00
2024-08-15 07:00
2024-08-15 08:00
2024-08-15 09:00
2024-08-15 10:00
2024-08-15 11:00
2024-08-15 12:00
2024-08-15 13:00
2024-08-15 14:00
2024-08-15 15:00
2024-08-15 16:00
2024-08-15 17:00
2024-08-15 18:00
2024-08-15 19:00
2024-08-15 20:00
2024-08-15 21:00
2024-08-15 22:00
2024-08-15 23:00
2024-08-16
2024-08-16 01:00
2024-08-16 02:00
2024-08-16 03:00
2024-08-16 04:00
2024-08-16 05:00
2024-08-16 06:00
2024-08-16 07:00
2024-08-16 08:00
2024-08-16 09:00
2024-08-16 10:00
2024-08-16 11:00
2024-08-16 12:00
2024-08-16 13:00
2024-08-16 14:00
2024-08-16 15:00
2024-08-16 16:00
2024-08-16 17:00
2024-08-16 18:00
2024-08-16 19:00
2024-08-16 20:00
2024-08-16 21:00
2024-08-16 22:00
2024-08-16 23:00
2024-08-17
2024-08-17 01:00
2024-08-17 02:00
2024-08-17 03:00
2024-08-17 04:00
2024-08-17 05:00
2024-08-17 06:00
2024-08-17 07:00
2024-08-17 08:00
2024-08-17 09:00
2024-08-17 10:00
2024-08-17 11:00
2024-08-17 12:00
2024-08-17 13:00
2024-08-17 14:00
2024-08-17 15:00
2024-08-17 16:00
2024-08-17 17:00
2024-08-17 18:00
2024-08-17 19:00
2024-08-17 20:00
2024-08-17 21:00
2024-08-17 22:00
2024-08-17 23:00
2024-08-18
2024-08-18 01:00
2024-08-18 02:00
2024-08-18 03:00
2024-08-18 04:00
2024-08-18 05:00
2024-08-18 06:00
2024-08-18 07:00
2024-08-18 08:00
2024-08-18 09:00
2024-08-18 10:00
2024-08-18 11:00
2024-08-18 12:00
2024-08-18 13:00
2024-08-18 14:00
2024-08-18 15:00
2024-08-18 16:00
2024-08-18 17:00
2024-08-18 18:00
2024-08-18 19:00
2024-08-18 20:00
2024-08-18 21:00
2024-08-18 22:00
2024-08-18 23:00
2024-08-19
2024-08-19 01:00
2024-08-19 02:00
2024-08-19 03:00
2024-08-19 04:00
2024-08-19 05:00
2024-08-19 06:00
2024-08-19 07:00
2024-08-19 08:00
2024-08-19 09:00
2024-08-19 10:00
2024-08-19 11:00
2024-08-19 12:00
2024-08-19 13:00
2024-08-19 14:00
2024-08-19 15:00
2024-08-19 16:00
2024-08-19 17:00
2024-08-19 18:00
2024-08-19 19:00
2024-08-19 20:00
2024-08-19 21:00
2024-08-19 22:00
2024-08-19 23:00
2024-08-20
2024-08-20 01:00
2024-08-20 02:00
2024-08-20 03:00
2024-08-20 04:00
2024-08-20 05:00
2024-08-20 06:00
2024-08-20 07:00
2024-08-20 08:00
2024-08-20 09:00
2024-08-20 10:00
2024-08-20 11:00
2024-08-20 12:00
2024-08-20 13:00
2024-08-20 14:00
2024-08-20 15:00
2024-08-20 16:00
2024-08-20 17:00
2024-08-20 18:00
2024-08-20 19:00
2024-08-20 20:00
2024-08-20 21:00
2024-08-20 22:00
2024-08-20 23:00
2024-08-21
2024-08-21 01:00
2024-08-21 02:00
2024-08-21 03:00
2024-08-21 04:00
2024-08-21 05:00
2024-08-21 06:00
2024-08-21 07:00
2024-08-21 08:00
2024-08-21 09:00
2024-08-21 10:00
2024-08-21 11:00
2024-08-21 12:00
2024-08-21 13:00
2024-08-21 14:00
2024-08-21 15:00
2024-08-21 16:00
2024-08-21 17:00
2024-08-21 18:00
2024-08-21 19:00
2024-08-21 20:00
2024-08-21 21:00
2024-08-21 22:00
2024-08-21 23:00
2024-08-22
2024-08-22 01:00
2024-08-22 02:00
2024-08-22 03:00
2024-08-22 04:00
2024-08-22 05:00
2024-08-22 06:00
2024-08-22 07:00
2024-08-22 08:00
2024-08-22 09:00
2024-08-22 10:00
2024-08-22 11:00
2024-08-22 12:00
2024-08-22 13:00
2024-08-22 14:00
2024-08-22 15:00
2024-08-22 16:00
2024-08-22 17:00
2024-08-22 18:00
2024-08-22 19:00
2024-08-22 20:00
2024-08-22 21:00
2024-08-22 22:00
2024-08-22 23:00
2024-08-23
2024-08-23 01:00
2024-08-23 02:00
2024-08-23 03:00
2024-08-23 04:00
2024-08-23 05:00
2024-08-23 06:00
2024-08-23 07:00
2024-08-23 08:00
2024-08-23 09:00
2024-08-23 10:00
2024-08-23 11:00
2024-08-23 12:00
2024-08-23 13:00
2024-08-23 14:00
2024-08-23 15:00
2024-08-23 16:00
2024-08-23 17:00
2024-08-23 18:00
2024-08-23 19:00
2024-08-23 20:00
2024-08-23 21:00
2024-08-23 22:00
2024-08-23 23:00
2024-08-24
2024-08-24 01:00
2024-08-24 02:00
2024-08-24 03:00
2024-08-24 04:00
2024-08-24 05:00
2024-08-24 06:00
2024-08-24 07:00
2024-08-24 08:00
2024-08-24 09:00
2024-08-24 10:00
2024-08-24 11:00
2024-08-24 12:00
2024-08-24 13:00
2024-08-24 14:00
2024-08-24 15:00
2024-08-24 16:00
2024-08-24 17:00
2024-08-24 18:00
2024-08-24 19:00
2024-08-24 20:00
2024-08-24 21:00
2024-08-24 22:00
2024-08-24 23:00
2024-08-25
2024-08-25 01:00
2024-08-25 02:00
2024-08-25 03:00
2024-08-25 04:00
2024-08-25 05:00
2024-08-25 06:00
2024-08-25 07:00
2024-08-25 08:00
2024-08-25 09:00
2024-08-25 10:00
2024-08-25 11:00
2024-08-25 12:00
2024-08-25 13:00
2024-08-25 14:00
2024-08-25 15:00
2024-08-25 16:00
2024-08-25 17:00
2024-08-25 18:00
2024-08-25 19:00
2024-08-25 20:00
2024-08-25 21:00
2024-08-25 22:00
2024-08-25 23:00
2024-08-26
2024-08-26 01:00
2024-08-26 02:00
2024-08-26 03:00
2024-08-26 04:00
2024-08-26 05:00
2024-08-26 06:00
2024-08-26 07:00
2024-08-26 08:00
2024-08-26 09:00
2024-08-26 10:00
2024-08-26 11:00
2024-08-26 12:00
2024-08-26 13:00
2024-08-26 14:00
2024-08-26 15:00
2024-08-26 16:00
2024-08-26 17:00
2024-08-26 18:00
2024-08-26 19:00
2024-08-26 20:00
2024-08-26 21:00
2024-08-26 22:00
2024-08-26 23:00
2024-08-27
2024-08-27 01:00
2024-08-27 02:00
2024-08-27 03:00
2024-08-27 04:00
2024-08-27 05:00
2024-08-27 06:00
2024-08-27 07:00
2024-08-27 08:00
2024-08-27 09:00
2024-08-27 10:00
2024-08-27 11:00
2024-08-27 12:00
2024-08-27 13:00
2024-08-27 14:00
2024-08-27 15:00
2024-08-27 16:00
2024-08-27 17:00
2024-08-27 18:00
2024-08-27 19:00
2024-08-27 20:00
2024-08-27 21:00
2024-08-27 22:00
2024-08-27 23:00
2024-08-28
2024-08-28 01:00
2024-08-28 02:00
2024-08-28 03:00
2024-08-28 04:00
2024-08-28 05:00
2024-08-28 06:00
2024-08-28 07:00
2024-08-28 08:00
2024-08-28 09:00
2024-08-28 10:00
2024-08-28 11:00
2024-08-28 12:00
2024-08-28 13:00
2024-08-28 14:00
2024-08-28 15:00
2024-08-28 16:00
2024-08-28 17:00
2024-08-28 18:00
2024-08-28 19:00
2024-08-28 20:00
2024-08-28 21:00
2024-08-28 22:00
2024-08-28 23:00
2024-08-29
2024-08-29 01:00
2024-08-29 02:00
2024-08-29 03:00
2024-08-29 04:00
2024-08-29 05:00
2024-08-29 06:00
2024-08-29 07:00
2024-08-29 08:00
2024-08-29 09:00
2024-08-29 10:00
2024-08-29 11:00
2024-08-29 12:00
2024-08-29 13:00
2024-08-29 14:00
2024-08-29 15:00
2024-08-29 16:00
2024-08-29 17:00
2024-08-29 18:00
2024-08-29 19:00
2024-08-29 20:00
2024-08-29 21:00
2024-08-29 22:00
2024-08-29 23:00
2024-08-30
2024-08-30 01:00
2024-08-30 02:00
2024-08-30 03:00
2024-08-30 04:00
2024-08-30 05:00
2024-08-30 06:00
2024-08-30 07:00
2024-08-30 08:00
2024-08-30 09:00
2024-08-30 10:00
2024-08-30 11:00
2024-08-30 12:00
2024-08-30 13:00
2024-08-30 14:00
2024-08-30 15:00
2024-08-30 16:00
2024-08-30 17:00
2024-08-30 18:00
2024-08-30 19:00
2024-08-30 20:00
2024-08-30 21:00
2024-08-30 22:00
2024-08-30 23:00
2024-08-31
2024-08-31 01:00
2024-08-31 02:00
2024-08-31 03:00
2024-08-31 04:00
2024-08-31 05:00
2024-08-31 06:00
2024-08-31 07:00
2024-08-31 08:00
2024-08-31 09:00
2024-08-31 10:00
2024-08-31 11:00
2024-08-31 12:00
2024-08-31 13:00
2024-08-31 14:00
2024-08-31 15:00
2024-08-31 16:00
2024-08-31 17:00
2024-08-31 18:00
2024-08-31 19:00
2024-08-31 20:00
2024-08-31 21:00
2024-08-31 22:00
2024-08-31 23:00
2024-09-01
2024-09-01 01:00
2024-09-01 02:00
2024-09-01 03:00
2024-09-01 04:00
2024-09-01 05:00
2024-09-01 06:00
2024-09-01 07:00
2024-09-01 08:00
2024-09-01 09:00
2024-09-01 10:00
2024-09-01 11:00
2024-09-01 12:00
2024-09-01 13:00
2024-09-01 14:00
2024-09-01 15:00
2024-09-01 16:00
2024-09-01 17:00
2024-09-01 18:00
2024-09-01 19:00
2024-09-01 20:00
2024-09-01 21:00
2024-09-01 22:00
2024-09-01 23:00
2024-09-02
2024-09-02 01:00
2024-09-02 02:00
2024-09-02 03:00
2024-09-02 04:00
2024-09-02 05:00
2024-09-02 06:00
2024-09-02 07:00
2024-09-02 08:00
2024-09-02 09:00
2024-09-02 10:00
2024-09-02 11:00
2024-09-02 12:00
2024-09-02 13:00
2024-09-02 14:00
2024-09-02 15:00
2024-09-02 16:00
2024-09-02 17:00
2024-09-02 18:00
2024-09-02 19:00
2024-09-02 20:00
2024-09-02 21:00
2024-09-02 22:00
2024-09-02 23:00
2024-09-03
2024-09-03 01:00
2024-09-03 02:00
2024-09-03 03:00
2024-09-03 04:00
2024-09-03 05:00
2024-09-03 06:00
2024-09-03 07:00
2024-09-03 08:00
2024-09-03 09:00
2024-09-03 10:00
2024-09-03 11:00
2024-09-03 12:00
2024-09-03 13:00
2024-09-03 14:00
2024-09-03 15:00
2024-09-03 16:00
2024-09-03 17:00
2024-09-03 18:00
2024-09-03 19:00
2024-09-03 20:00
2024-09-03 21:00
2024-09-03 22:00
2024-09-03 23:00
2024-09-04
2024-09-04 01:00
2024-09-04 02:00
2024-09-04 03:00
2024-09-04 04:00
2024-09-04 05:00
2024-09-04 06:00
2024-09-04 07:00
2024-09-04 08:00
2024-09-04 09:00
2024-09-04 10:00
2024-09-04 11:00
2024-09-04 12:00
2024-09-04 13:00
2024-09-04 14:00
2024-09-04 15:00
2024-09-04 16:00
2024-09-04 17:00
2024-09-04 18:00
2024-09-04 19:00
2024-09-04 20:00
2024-09-04 21:00
2024-09-04 22:00
2024-09-04 23:00
2024-09-05
2024-09-05 01:00
2024-09-05 02:00
2024-09-05 03:00
2024-09-05 04:00
2024-09-05 05:00
2024-09-05 06:00
2024-09-05 07:00
2024-09-05 08:00
2024-09-05 09:00
2024-09-05 10:00
2024-09-05 11:00
2024-09-05 12:00
2024-09-05 13:00
2024-09-05 14:00
2024-09-05 15:00
2024-09-05 16:00
2024-09-05 17:00
2024-09-05 18:00
2024-09-05 19:00
2024-09-05 20:00
2024-09-05 21:00
2024-09-05 22:00
2024-09-05 23:00
2024-09-06
2024-09-06 01:00
2024-09-06 02:00
2024-09-06 03:00
2024-09-06 04:00
2024-09-06 05:00
2024-09-06 06:00
2024-09-06 07:00
2024-09-06 08:00
2024-09-06 09:00
2024-09-06 10:00
2024-09-06 11:00
2024-09-06 12:00
2024-09-06 13:00
2024-09-06 14:00
2024-09-06 15:00
2024-09-06 16:00
2024-09-06 17:00
2024-09-06 18:00
2024-09-06 19:00
2024-09-06 20:00
2024-09-06 21:00
2024-09-06 22:00
2024-09-06 23:00
2024-09-07
2024-09-07 01:00
2024-09-07 02:00
2024-09-07 03:00
2024-09-07 04:00
2024-09-07 05:00
2024-09-07 06:00
2024-09-07 07:00
2024-09-07 08:00
2024-09-07 09:00
2024-09-07 10:00
2024-09-07 11:00
2024-09-07 12:00
2024-09-07 13:00
2024-09-07 14:00
2024-09-07 15:00
2024-09-07 16:00
2024-09-07 17:00
2024-09-07 18:00
2024-09-07 19:00
2024-09-07 20:00
2024-09-07 21:00
2024-09-07 22:00
2024-09-07 23:00
2024-09-08
2024-09-08 01:00
2024-09-08 02:00
2024-09-08 03:00
2024-09-08 04:00
2024-09-08 05:00
2024-09-08 06:00
2024-09-08 07:00
2024-09-08 08:00
2024-09-08 09:00
2024-09-08 10:00
2024-09-08 11:00
2024-09-08 12:00
2024-09-08 13:00
2024-09-08 14:00
2024-09-08 15:00
2024-09-08 16:00
2024-09-08 17:00
2024-09-08 18:00
2024-09-08 19:00
2024-09-08 20:00
2024-09-08 21:00
2024-09-08 22:00
2024-09-08 23:00
2024-09-09
2024-09-09 01:00
2024-09-09 02:00
2024-09-09 03:00
2024-09-09 04:00
2024-09-09 05:00
2024-09-09 06:00
2024-09-09 07:00
2024-09-09 08:00
2024-09-09 09:00
2024-09-09 10:00
2024-09-09 11:00
2024-09-09 12:00
2024-09-09 13:00
2024-09-09 14:00
2024-09-09 15:00
2024-09-09 16:00
2024-09-09 17:00
2024-09-09 18:00
2024-09-09 19:00
2024-09-09 20:00
2024-09-09 21:00
2024-09-09 22:00
2024-09-09 23:00
2024-09-10
2024-09-10 01:00
2024-09-10 02:00
2024-09-10 03:00
2024-09-10 04:00
2024-09-10 05:00
2024-09-10 06:00
2024-09-10 07:00
2024-09-10 08:00
2024-09-10 09:00
2024-09-10 10:00
2024-09-10 11:00
2024-09-10 12:00
2024-09-10 13:00
2024-09-10 14:00
2024-09-10 15:00
2024-09-10 16:00
2024-09-10 17:00
2024-09-10 18:00
2024-09-10 19:00
2024-09-10 20:00
2024-09-10 21:00
2024-09-10 22:00
2024-09-10 23:00
2024-09-11
2024-09-11 01:00
2024-09-11 02:00
2024-09-11 03:00
2024-09-11 04:00
2024-09-11 05:00
2024-09-11 06:00
2024-09-11 07:00
2024-09-11 08:00
2024-09-11 09:00
2024-09-11 10:00
2024-09-11 11:00
2024-09-11 12:00
2024-09-11 13:00
2024-09-11 14:00
2024-09-11 15:00
2024-09-11 16:00
2024-09-11 17:00
2024-09-11 18:00
2024-09-11 19:00
2024-09-11 20:00
2024-09-11 21:00
2024-09-11 22:00
2024-09-11 23:00
2024-09-12
2024-09-12 01:00
2024-09-12 02:00
2024-09-12 03:00
2024-09-12 04:00
2024-09-12 05:00
2024-09-12 06:00
2024-09-12 07:00
2024-09-12 08:00
2024-09-12 09:00
2024-09-12 10:00
2024-09-12 11:00
2024-09-12 12:00
2024-09-12 13:00
2024-09-12 14:00
2024-09-12 15:00
2024-09-12 16:00
2024-09-12 17:00
2024-09-12 18:00
2024-09-12 19:00
2024-09-12 20:00
2024-09-12 21:00
2024-09-12 22:00
2024-09-12 23:00
2024-09-13
2024-09-13 01:00
2024-09-13 02:00
2024-09-13 03:00
2024-09-13 04:00
2024-09-13 05:00
2024-09-13 06:00
2024-09-13 07:00
2024-09-13 08:00
2024-09-13 09:00
2024-09-13 10:00
2024-09-13 11:00
2024-09-13 12:00
2024-09-13 13:00
2024-09-13 14:00
2024-09-13 15:00
2024-09-13 16:00
2024-09-13 17:00
2024-09-13 18:00
2024-09-13 19:00
2024-09-13 20:00
2024-09-13 21:00
2024-09-13 22:00
2024-09-13 23:00
2024-09-14
2024-09-14 01:00
2024-09-14 02:00
2024-09-14 03:00
2024-09-14 04:00
2024-09-14 05:00
2024-09-14 06:00
2024-09-14 07:00
2024-09-14 08:00
2024-09-14 09:00
2024-09-14 10:00
2024-09-14 11:00
2024-09-14 12:00
2024-09-14 13:00
2024-09-14 14:00
2024-09-14 15:00
2024-09-14 16:00
2024-09-14 17:00
2024-09-14 18:00
2024-09-14 19:00
2024-09-14 20:00
2024-09-14 21:00
2024-09-14 22:00
2024-09-14 23:00
2024-09-15
2024-09-15 01:00
2024-09-15 02:00
2024-09-15 03:00
2024-09-15 04:00
2024-09-15 05:00
2024-09-15 06:00
2024-09-15 07:00
2024-09-15 08:00
2024-09-15 09:00
2024-09-15 10:00
2024-09-15 11:00
2024-09-15 12:00
2024-09-15 13:00
2024-09-15 14:00
2024-09-15 15:00
2024-09-15 16:00
2024-09-15 17:00
2024-09-15 18:00
2024-09-15 19:00
2024-09-15 20:00
2024-09-15 21:00
2024-09-15 22:00
2024-09-15 23:00
2024-09-16
2024-09-16 01:00
2024-09-16 02:00
2024-09-16 03:00
2024-09-16 04:00
2024-09-16 05:00
2024-09-16 06:00
2024-09-16 07:00
2024-09-16 08:00
2024-09-16 09:00
2024-09-16 10:00
2024-09-16 11:00
2024-09-16 12:00
2024-09-16 13:00
2024-09-16 14:00
2024-09-16 15:00
2024-09-16 16:00
2024-09-16 17:00
2024-09-16 18:00
2024-09-16 19:00
2024-09-16 20:00
2024-09-16 21:00
2024-09-16 22:00
2024-09-16 23:00
2024-09-17
2024-09-17 01:00
2024-09-17 02:00
2024-09-17 03:00
2024-09-17 04:00
2024-09-17 05:00
2024-09-17 06:00
2024-09-17 07:00
2024-09-17 08:00
2024-09-17 09:00
2024-09-17 10:00
2024-09-17 11:00
2024-09-17 12:00
2024-09-17 13:00
2024-09-17 14:00
2024-09-17 15:00
2024-09-17 16:00
2024-09-17 17:00
2024-09-17 18:00
2024-09-17 19:00
2024-09-17 20:00
2024-09-17 21:00
2024-09-17 22:00
2024-09-17 23:00
2024-09-18
2024-09-18 01:00
2024-09-18 02:00
2024-09-18 03:00
2024-09-18 04:00
2024-09-18 05:00
2024-09-18 06:00
2024-09-18 07:00
2024-09-18 08:00
2024-09-18 09:00
2024-09-18 10:00
2024-09-18 11:00
2024-09-18 12:00
2024-09-18 13:00
2024-09-18 14:00
2024-09-18 15:00
2024-09-18 16:00
2024-09-18 17:00
2024-09-18 18:00
2024-09-18 19:00
2024-09-18 20:00
2024-09-18 21:00
2024-09-18 22:00
2024-09-18 23:00
2024-09-19
2024-09-19 01:00
2024-09-19 02:00
2024-09-19 03:00
2024-09-19 04:00
2024-09-19 05:00
2024-09-19 06:00
2024-09-19 07:00
2024-09-19 08:00
2024-09-19 09:00
2024-09-19 10:00
2024-09-19 11:00
2024-09-19 12:00
2024-09-19 13:00
2024-09-19 14:00
2024-09-19 15:00
2024-09-19 16:00
2024-09-19 17:00
2024-09-19 18:00
2024-09-19 19:00
2024-09-19 20:00
2024-09-19 21:00
2024-09-19 22:00
2024-09-19 23:00
2024-09-20
2024-09-20 01:00
2024-09-20 02:00
2024-09-20 03:00
2024-09-20 04:00
2024-09-20 05:00
2024-09-20 06:00
2024-09-20 07:00
2024-09-20 08:00
2024-09-20 09:00
2024-09-20 10:00
2024-09-20 11:00
2024-09-20 12:00
2024-09-20 13:00
2024-09-20 14:00
2024-09-20 15:00
2024-09-20 16:00
2024-09-20 17:00
2024-09-20 18:00
2024-09-20 19:00
2024-09-20 20:00
2024-09-20 21:00
2024-09-20 22:00
2024-09-20 23:00
2024-09-21
2024-09-21 01:00
2024-09-21 02:00
2024-09-21 03:00
2024-09-21 04:00
2024-09-21 05:00
2024-09-21 06:00
2024-09-21 07:00
2024-09-21 08:00
2024-09-21 09:00
2024-09-21 10:00
2024-09-21 11:00
2024-09-21 12:00
2024-09-21 13:00
2024-09-21 14:00
2024-09-21 15:00
2024-09-21 16:00
2024-09-21 17:00
2024-09-21 18:00
2024-09-21 19:00
2024-09-21 20:00
2024-09-21 21:00
2024-09-21 22:00
2024-09-21 23:00
2024-09-22
2024-09-22 01:00
2024-09-22 02:00
2024-09-22 03:00
2024-09-22 04:00
2024-09-22 05:00
2024-09-22 06:00
2024-09-22 07:00
2024-09-22 08:00
2024-09-22 09:00
2024-09-22 10:00
2024-09-22 11:00
2024-09-22 12:00
2024-09-22 13:00
2024-09-22 14:00
2024-09-22 15:00
2024-09-22 16:00
2024-09-22 17:00
2024-09-22 18:00
2024-09-22 19:00
2024-09-22 20:00
2024-09-22 21:00
2024-09-22 22:00
2024-09-22 23:00
2024-09-23
2024-09-23 01:00
2024-09-23 02:00
2024-09-23 03:00
2024-09-23 04:00
2024-09-23 05:00
2024-09-23 06:00
2024-09-23 07:00
2024-09-23 08:00
2024-09-23 09:00
2024-09-23 10:00
2024-09-23 11:00
2024-09-23 12:00
2024-09-23 13:00
2024-09-23 14:00
2024-09-23 15:00
2024-09-23 16:00
2024-09-23 17:00
2024-09-23 18:00
2024-09-23 19:00
2024-09-23 20:00
2024-09-23 21:00
2024-09-23 22:00
2024-09-23 23:00
2024-09-24
2024-09-24 01:00
2024-09-24 02:00
2024-09-24 03:00
2024-09-24 04:00
2024-09-24 05:00
2024-09-24 06:00
2024-09-24 07:00
2024-09-24 08:00
2024-09-24 09:00
2024-09-24 10:00
2024-09-24 11:00
2024-09-24 12:00
2024-09-24 13:00
2024-09-24 14:00
2024-09-24 15:00
2024-09-24 16:00
2024-09-24 17:00
2024-09-24 18:00
2024-09-24 19:00
2024-09-24 20:00
2024-09-24 21:00
2024-09-24 22:00
2024-09-24 23:00
2024-09-25
2024-09-25 01:00
2024-09-25 02:00
2024-09-25 03:00
2024-09-25 04:00
2024-09-25 05:00
2024-09-25 06:00
2024-09-25 07:00
2024-09-25 08:00
2024-09-25 09:00
2024-09-25 10:00
2024-09-25 11:00
2024-09-25 12:00
2024-09-25 13:00
2024-09-25 14:00
2024-09-25 15:00
2024-09-25 16:00
2024-09-25 17:00
2024-09-25 18:00
2024-09-25 19:00
2024-09-25 20:00
2024-09-25 21:00
2024-09-25 22:00
2024-09-25 23:00
2024-09-26
2024-09-26 01:00
2024-09-26 02:00
2024-09-26 03:00
2024-09-26 04:00
2024-09-26 05:00
2024-09-26 06:00
2024-09-26 07:00
2024-09-26 08:00
2024-09-26 09:00
2024-09-26 10:00
2024-09-26 11:00
2024-09-26 12:00
2024-09-26 13:00
2024-09-26 14:00
2024-09-26 15:00
2024-09-26 16:00
2024-09-26 17:00
2024-09-26 18:00
2024-09-26 19:00
2024-09-26 20:00
2024-09-26 21:00
2024-09-26 22:00
2024-09-26 23:00
2024-09-27
2024-09-27 01:00
2024-09-27 02:00
2024-09-27 03:00
2024-09-27 04:00
2024-09-27 05:00
2024-09-27 06:00
2024-09-27 07:00
2024-09-27 08:00
2024-09-27 09:00
2024-09-27 10:00
2024-09-27 11:00
2024-09-27 12:00
2024-09-27 13:00
2024-09-27 14:00
2024-09-27 15:00
2024-09-27 16:00
2024-09-27 17:00
2024-09-27 18:00
2024-09-27 19:00
2024-09-27 20:00
2024-09-27 21:00
2024-09-27 22:00
2024-09-27 23:00
2024-09-28
2024-09-28 01:00
2024-09-28 02:00
2024-09-28 03:00
2024-09-28 04:00
2024-09-28 05:00
2024-09-28 06:00
2024-09-28 07:00
2024-09-28 08:00
2024-09-28 09:00
2024-09-28 10:00
2024-09-28 11:00
2024-09-28 12:00
2024-09-28 13:00
2024-09-28 14:00
2024-09-28 15:00
2024-09-28 16:00
2024-09-28 17:00
2024-09-28 18:00
2024-09-28 19:00
2024-09-28 20:00
2024-09-28 21:00
2024-09-28 22:00
2024-09-28 23:00
2024-09-29
2024-09-29 01:00
2024-09-29 02:00
2024-09-29 03:00
2024-09-29 04:00
2024-09-29 05:00
2024-09-29 06:00
2024-09-29 07:00
2024-09-29 08:00
2024-09-29 09:00
2024-09-29 10:00
2024-09-29 11:00
2024-09-29 12:00
2024-09-29 13:00
2024-09-29 14:00
2024-09-29 15:00
2024-09-29 16:00
2024-09-29 17:00
2024-09-29 18:00
2024-09-29 19:00
2024-09-29 20:00
2024-09-29 21:00
2024-09-29 22:00
2024-09-29 23:00
2024-09-30
2024-09-30 01:00
2024-09-30 02:00
2024-09-30 03:00
2024-09-30 04:00
2024-09-30 05:00
2024-09-30 06:00
2024-09-30 07:00
2024-09-30 08:00
2024-09-30 09:00
2024-09-30 10:00
2024-09-30 11:00
2024-09-30 12:00
2024-09-30 13:00
2024-09-30 14:00
2024-09-30 15:00
2024-09-30 16:00
2024-09-30 17:00
2024-09-30 18:00
2024-09-30 19:00
2024-09-30 20:00
2024-09-30 21:00
2024-09-30 22:00
2024-09-30 23:00
2024-10-01
2024-10-01 01:00
2024-10-01 02:00
2024-10-01 03:00
2024-10-01 04:00
2024-10-01 05:00
2024-10-01 06:00
2024-10-01 07:00
2024-10-01 08:00
2024-10-01 09:00
2024-10-01 10:00
2024-10-01 11:00
2024-10-01 12:00
2024-10-01 13:00
2024-10-01 14:00
2024-10-01 15:00
2024-10-01 16:00
2024-10-01 17:00
2024-10-01 18:00
2024-10-01 19:00
2024-10-01 20:00
2024-10-01 21:00
2024-10-01 22:00
2024-10-01 23:00
2024-10-02
2024-10-02 01:00
2024-10-02 02:00
2024-10-02 03:00
2024-10-02 04:00
2024-10-02 05:00
2024-10-02 06:00
2024-10-02 07:00
2024-10-02 08:00
2024-10-02 09:00
2024-10-02 10:00
2024-10-02 11:00
2024-10-02 12:00
2024-10-02 13:00
2024-10-02 14:00
2024-10-02 15:00
2024-10-02 16:00
2024-10-02 17:00
2024-10-02 18:00
2024-10-02 19:00
2024-10-02 20:00
2024-10-02 21:00
2024-10-02 22:00
2024-10-02 23:00
2024-10-03
2024-10-03 01:00
2024-10-03 02:00
2024-10-03 03:00
2024-10-03 04:00
2024-10-03 05:00
2024-10-03 06:00
2024-10-03 07:00
2024-10-03 08:00
2024-10-03 09:00
2024-10-03 10:00
2024-10-03 11:00
2024-10-03 12:00
2024-10-03 13:00
2024-10-03 14:00
2024-10-03 15:00
2024-10-03 16:00
2024-10-03 17:00
2024-10-03 18:00
2024-10-03 19:00
2024-10-03 20:00
2024-10-03 21:00
2024-10-03 22:00
2024-10-03 23:00
2024-10-04
2024-10-04 01:00
2024-10-04 02:00
2024-10-04 03:00
2024-10-04 04:00
2024-10-04 05:00
2024-10-04 06:00
2024-10-04 07:00
2024-10-04 08:00
2024-10-04 09:00
2024-10-04 10:00
2024-10-04 11:00
2024-10-04 12:00
2024-10-04 13:00
2024-10-04 14:00
2024-10-04 15:00
2024-10-04 16:00
2024-10-04 17:00
2024-10-04 18:00
2024-10-04 19:00
2024-10-04 20:00
2024-10-04 21:00
2024-10-04 22:00
2024-10-04 23:00
2024-10-05
2024-10-05 01:00
2024-10-05 02:00
2024-10-05 03:00
2024-10-05 04:00
2024-10-05 05:00
2024-10-05 06:00
2024-10-05 07:00
2024-10-05 08:00
2024-10-05 09:00
2024-10-05 10:00
2024-10-05 11:00
2024-10-05 12:00
2024-10-05 13:00
2024-10-05 14:00
2024-10-05 15:00
2024-10-05 16:00
2024-10-05 17:00
2024-10-05 18:00
2024-10-05 19:00
2024-10-05 20:00
2024-10-05 21:00
2024-10-05 22:00
2024-10-05 23:00
2024-10-06
2024-10-06 01:00
2024-10-06 02:00
2024-10-06 03:00
2024-10-06 04:00
2024-10-06 05:00
2024-10-06 06:00
2024-10-06 07:00
2024-10-06 08:00
2024-10-06 09:00
2024-10-06 10:00
2024-10-06 11:00
2024-10-06 12:00
2024-10-06 13:00
2024-10-06 14:00
2024-10-06 15:00
2024-10-06 16:00
2024-10-06 17:00
2024-10-06 18:00
2024-10-06 19:00
2024-10-06 20:00
2024-10-06 21:00
2024-10-06 22:00
2024-10-06 23:00
2024-10-07
2024-10-07 01:00
2024-10-07 02:00
2024-10-07 03:00
2024-10-07 04:00
2024-10-07 05:00
2024-10-07 06:00
2024-10-07 07:00
2024-10-07 08:00
2024-10-07 09:00
2024-10-07 10:00
2024-10-07 11:00
2024-10-07 12:00
2024-10-07 13:00
2024-10-07 14:00
2024-10-07 15:00
2024-10-07 16:00
2024-10-07 17:00
2024-10-07 18:00
2024-10-07 19:00
2024-10-07 20:00
2024-10-07 21:00
2024-10-07 22:00
2024-10-07 23:00
2024-10-08
2024-10-08 01:00
2024-10-08 02:00
2024-10-08 03:00
2024-10-08 04:00
2024-10-08 05:00
2024-10-08 06:00
2024-10-08 07:00
2024-10-08 08:00
2024-10-08 09:00
2024-10-08 10:00
2024-10-08 11:00
2024-10-08 12:00
2024-10-08 13:00
2024-10-08 14:00
2024-10-08 15:00
2024-10-08 16:00
2024-10-08 17:00
2024-10-08 18:00
2024-10-08 19:00
2024-10-08 20:00
2024-10-08 21:00
2024-10-08 22:00
2024-10-08 23:00
2024-10-09
2024-10-09 01:00
2024-10-09 02:00
2024-10-09 03:00
2024-10-09 04:00
2024-10-09 05:00
2024-10-09 06:00
2024-10-09 07:00
2024-10-09 08:00
2024-10-09 09:00
2024-10-09 10:00
2024-10-09 11:00
2024-10-09 12:00
2024-10-09 13:00
2024-10-09 14:00
2024-10-09 15:00
2024-10-09 16:00
2024-10-09 17:00
2024-10-09 18:00
2024-10-09 19:00
2024-10-09 20:00
2024-10-09 21:00
2024-10-09 22:00
2024-10-09 23:00
2024-10-10
2024-10-10 01:00
2024-10-10 02:00
2024-10-10 03:00
2024-10-10 04:00
2024-10-10 05:00
2024-10-10 06:00
2024-10-10 07:00
2024-10-10 08:00
2024-10-10 09:00
2024-10-10 10:00
2024-10-10 11:00
2024-10-10 12:00
2024-10-10 13:00
2024-10-10 14:00
2024-10-10 15:00
2024-10-10 16:00
2024-10-10 17:00
2024-10-10 18:00
2024-10-10 19:00
2024-10-10 20:00
2024-10-10 21:00
2024-10-10 22:00
2024-10-10 23:00
2024-10-11
2024-10-11 01:00
2024-10-11 02:00
2024-10-11 03:00
2024-10-11 04:00
2024-10-11 05:00
2024-10-11 06:00
2024-10-11 07:00
2024-10-11 08:00
2024-10-11 09:00
2024-10-11 10:00
2024-10-11 11:00
2024-10-11 12:00
2024-10-11 13:00
2024-10-11 14:00
2024-10-11 15:00
2024-10-11 16:00
2024-10-11 17:00
2024-10-11 18:00
2024-10-11 19:00
2024-10-11 20:00
2024-10-11 21:00
2024-10-11 22:00
2024-10-11 23:00
2024-10-12
2024-10-12 01:00
2024-10-12 02:00
2024-10-12 03:00
2024-10-12 04:00
2024-10-12 05:00
2024-10-12 06:00
2024-10-12 07:00
2024-10-12 08:00
2024-10-12 09:00
2024-10-12 10:00
2024-10-12 11:00
2024-10-12 12:00
2024-10-12 13:00
2024-10-12 14:00
2024-10-12 15:00
2024-10-12 16:00
2024-10-12 17:00
2024-10-12 18:00
2024-10-12 19:00
2024-10-12 20:00
2024-10-12 21:00
2024-10-12 22:00
2024-10-12 23:00
2024-10-13
2024-10-13 01:00
2024-10-13 02:00
2024-10-13 03:00
2024-10-13 04:00
2024-10-13 05:00
2024-10-13 06:00
2024-10-13 07:00
2024-10-13 08:00
2024-10-13 09:00
2024-10-13 10:00
2024-10-13 11:00
2024-10-13 12:00
2024-10-13 13:00
2024-10-13 14:00
2024-10-13 15:00
2024-10-13 16:00
2024-10-13 17:00
2024-10-13 18:00
2024-10-13 19:00
2024-10-13 20:00
2024-10-13 21:00
2024-10-13 22:00
2024-10-13 23:00
2024-10-14
2024-10-14 01:00
2024-10-14 02:00
2024-10-14 03:00
2024-10-14 04:00
2024-10-14 05:00
2024-10-14 06:00
2024-10-14 07:00
2024-10-14 08:00
2024-10-14 09:00
2024-10-14 10:00
2024-10-14 11:00
2024-10-14 12:00
2024-10-14 13:00
2024-10-14 14:00
2024-10-14 15:00
2024-10-14 16:00
2024-10-14 17:00
2024-10-14 18:00
2024-10-14 19:00
2024-10-14 20:00
2024-10-14 21:00
2024-10-14 22:00
2024-10-14 23:00
2024-10-15
2024-10-15 01:00
2024-10-15 02:00
2024-10-15 03:00
2024-10-15 04:00
2024-10-15 05:00
2024-10-15 06:00
2024-10-15 07:00
2024-10-15 08:00
2024-10-15 09:00
2024-10-15 10:00
2024-10-15 11:00
2024-10-15 12:00
2024-10-15 13:00
2024-10-15 14:00
2024-10-15 15:00
2024-10-15 16:00
2024-10-15 17:00
2024-10-15 18:00
2024-10-15 19:00
2024-10-15 20:00
2024-10-15 21:00
2024-10-15 22:00
2024-10-15 23:00
2024-10-16
2024-10-16 01:00
2024-10-16 02:00
2024-10-16 03:00
2024-10-16 04:00
2024-10-16 05:00
2024-10-16 06:00
2024-10-16 07:00
2024-10-16 08:00
2024-10-16 09:00
2024-10-16 10:00
2024-10-16 11:00
2024-10-16 12:00
2024-10-16 13:00
2024-10-16 14:00
2024-10-16 15:00
2024-10-16 16:00
2024-10-16 17:00
2024-10-16 18:00
2024-10-16 19:00
2024-10-16 20:00
2024-10-16 21:00
2024-10-16 22:00
2024-10-16 23:00
2024-10-17
2024-10-17 01:00
2024-10-17 02:00
2024-10-17 03:00
2024-10-17 04:00
2024-10-17 05:00
2024-10-17 06:00
2024-10-17 07:00
2024-10-17 08:00
2024-10-17 09:00
2024-10-17 10:00
2024-10-17 11:00
2024-10-17 12:00
2024-10-17 13:00
2024-10-17 14:00
2024-10-17 15:00
2024-10-17 16:00
2024-10-17 17:00
2024-10-17 18:00
2024-10-17 19:00
2024-10-17 20:00
2024-10-17 21:00
2024-10-17 22:00
2024-10-17 23:00
2024-10-18
2024-10-18 01:00
2024-10-18 02:00
2024-10-18 03:00
2024-10-18 04:00
2024-10-18 05:00
2024-10-18 06:00
2024-10-18 07:00
2024-10-18 08:00
2024-10-18 09:00
2024-10-18 10:00
2024-10-18 11:00
2024-10-18 12:00
2024-10-18 13:00
2024-10-18 14:00
2024-10-18 15:00
2024-10-18 16:00
2024-10-18 17:00
2024-10-18 18:00
2024-10-18 19:00
2024-10-18 20:00
2024-10-18 21:00
2024-10-18 22:00
2024-10-18 23:00
2024-10-19
2024-10-19 01:00
2024-10-19 02:00
2024-10-19 03:00
2024-10-19 04:00
2024-10-19 05:00
2024-10-19 06:00
2024-10-19 07:00
2024-10-19 08:00
2024-10-19 09:00
2024-10-19 10:00
2024-10-19 11:00
2024-10-19 12:00
2024-10-19 13:00
2024-10-19 14:00
2024-10-19 15:00
2024-10-19 16:00
2024-10-19 17:00
2024-10-19 18:00
2024-10-19 19:00
2024-10-19 20:00
2024-10-19 21:00
2024-10-19 22:00
2024-10-19 23:00
2024-10-20
2024-10-20 01:00
2024-10-20 02:00
2024-10-20 03:00
2024-10-20 04:00
2024-10-20 05:00
2024-10-20 06:00
2024-10-20 07:00
2024-10-20 08:00
2024-10-20 09:00
2024-10-20 10:00
2024-10-20 11:00
2024-10-20 12:00
2024-10-20 13:00
2024-10-20 14:00
2024-10-20 15:00
2024-10-20 16:00
2024-10-20 17:00
2024-10-20 18:00
2024-10-20 19:00
2024-10-20 20:00
2024-10-20 21:00
2024-10-20 22:00
2024-10-20 23:00
2024-10-21
2024-10-21 01:00
2024-10-21 02:00
2024-10-21 03:00
2024-10-21 04:00
2024-10-21 05:00
2024-10-21 06:00
2024-10-21 07:00
2024-10-21 08:00
2024-10-21 09:00
2024-10-21 10:00
2024-10-21 11:00
2024-10-21 12:00
2024-10-21 13:00
2024-10-21 14:00
2024-10-21 15:00
2024-10-21 16:00
2024-10-21 17:00
2024-10-21 18:00
2024-10-21 19:00
2024-10-21 20:00
2024-10-21 21:00
2024-10-21 22:00
2024-10-21 23:00
2024-10-22
2024-10-22 01:00
2024-10-22 02:00
2024-10-22 03:00
2024-10-22 04:00
2024-10-22 05:00
2024-10-22 06:00
2024-10-22 07:00
2024-10-22 08:00
2024-10-22 09:00
2024-10-22 10:00
2024-10-22 11:00
2024-10-22 12:00
2024-10-22 13:00
2024-10-22 14:00
2024-10-22 15:00
2024-10-22 16:00
2024-10-22 17:00
2024-10-22 18:00
2024-10-22 19:00
2024-10-22 20:00
2024-10-22 21:00
2024-10-22 22:00
2024-10-22 23:00
2024-10-23
2024-10-23 01:00
2024-10-23 02:00
2024-10-23 03:00
2024-10-23 04:00
2024-10-23 05:00
2024-10-23 06:00
2024-10-23 07:00
2024-10-23 08:00
2024-10-23 09:00
2024-10-23 10:00
2024-10-23 11:00
2024-10-23 12:00
2024-10-23 13:00
2024-10-23 14:00
2024-10-23 15:00
2024-10-23 16:00
2024-10-23 17:00
2024-10-23 18:00
2024-10-23 19:00
2024-10-23 20:00
2024-10-23 21:00
2024-10-23 22:00
2024-10-23 23:00
2024-10-24
2024-10-24 01:00
2024-10-24 02:00
2024-10-24 03:00
2024-10-24 04:00
2024-10-24 05:00
2024-10-24 06:00
2024-10-24 07:00
2024-10-24 08:00
2024-10-24 09:00
2024-10-24 10:00
2024-10-24 11:00
2024-10-24 12:00
2024-10-24 13:00
2024-10-24 14:00
2024-10-24 15:00
2024-10-24 16:00
2024-10-24 17:00
2024-10-24 18:00
2024-10-24 19:00
2024-10-24 20:00
2024-10-24 21:00
2024-10-24 22:00
2024-10-24 23:00
2024-10-25
2024-10-25 01:00
2024-10-25 02:00
2024-10-25 03:00
2024-10-25 04:00
2024-10-25 05:00
2024-10-25 06:00
2024-10-25 07:00
2024-10-25 08:00
2024-10-25 09:00
2024-10-25 10:00
2024-10-25 11:00
2024-10-25 12:00
2024-10-25 13:00
2024-10-25 14:00
2024-10-25 15:00
2024-10-25 16:00
2024-10-25 17:00
2024-10-25 18:00
2024-10-25 19:00
2024-10-25 20:00
2024-10-25 21:00
2024-10-25 22:00
2024-10-25 23:00
2024-10-26
2024-10-26 01:00
2024-10-26 02:00
2024-10-26 03:00
2024-10-26 04:00
2024-10-26 05:00
2024-10-26 06:00
2024-10-26 07:00
2024-10-26 08:00
2024-10-26 09:00
2024-10-26 10:00
2024-10-26 11:00
2024-10-26 12:00
2024-10-26 13:00
2024-10-26 14:00
2024-10-26 15:00
2024-10-26 16:00
2024-10-26 17:00
2024-10-26 18:00
2024-10-26 19:00
2024-10-26 20:00
2024-10-26 21:00
2024-10-26 22:00
2024-10-26 23:00
2024-10-27
2024-10-27 01:00
2024-10-27 02:00
2024-10-27 03:00
2024-10-27 04:00
2024-10-27 05:00
2024-10-27 06:00
2024-10-27 07:00
2024-10-27 08:00
2024-10-27 09:00
2024-10-27 10:00
2024-10-27 11:00
2024-10-27 12:00
2024-10-27 13:00
2024-10-27 14:00
2024-10-27 15:00
2024-10-27 16:00
2024-10-27 17:00
2024-10-27 18:00
2024-10-27 19:00
2024-10-27 20:00
2024-10-27 21:00
2024-10-27 22:00
2024-10-27 23:00
2024-10-28
2024-10-28 01:00
2024-10-28 02:00
2024-10-28 03:00
2024-10-28 04:00
2024-10-28 05:00
2024-10-28 06:00
2024-10-28 07:00
2024-10-28 08:00
2024-10-28 09:00
2024-10-28 10:00
2024-10-28 11:00
2024-10-28 12:00
2024-10-28 13:00
2024-10-28 14:00
2024-10-28 15:00
2024-10-28 16:00
2024-10-28 17:00
2024-10-28 18:00
2024-10-28 19:00
2024-10-28 20:00
2024-10-28 21:00
2024-10-28 22:00
2024-10-28 23:00
2024-10-29
2024-10-29 01:00
2024-10-29 02:00
2024-10-29 03:00
2024-10-29 04:00
2024-10-29 05:00
2024-10-29 06:00
2024-10-29 07:00
2024-10-29 08:00
2024-10-29 09:00
2024-10-29 10:00
2024-10-29 11:00
2024-10-29 12:00
2024-10-29 13:00
2024-10-29 14:00
2024-10-29 15:00
2024-10-29 16:00
2024-10-29 17:00
2024-10-29 18:00
2024-10-29 19:00
2024-10-29 20:00
2024-10-29 21:00
2024-10-29 22:00
2024-10-29 23:00
2024-10-30
2024-10-30 01:00
2024-10-30 02:00
2024-10-30 03:00
2024-10-30 04:00
2024-10-30 05:00
2024-10-30 06:00
2024-10-30 07:00
2024-10-30 08:00
2024-10-30 09:00
2024-10-30 10:00
2024-10-30 11:00
2024-10-30 12:00
2024-10-30 13:00
2024-10-30 14:00
2024-10-30 15:00
2024-10-30 16:00
2024-10-30 17:00
2024-10-30 18:00
2024-10-30 19:00
2024-10-30 20:00
2024-10-30 21:00
2024-10-30 22:00
2024-10-30 23:00
2024-10-31
2024-10-31 01:00
2024-10-31 02:00
2024-10-31 03:00
2024-10-31 04:00
2024-10-31 05:00
2024-10-31 06:00
2024-10-31 07:00
2024-10-31 08:00
2024-10-31 09:00
2024-10-31 10:00
2024-10-31 11:00
2024-10-31 12:00
2024-10-31 13:00
2024-10-31 14:00
2024-10-31 15:00
2024-10-31 16:00
2024-10-31 17:00
2024-10-31 18:00
2024-10-31 19:00
2024-10-31 20:00
2024-10-31 21:00
2024-10-31 22:00
2024-10-31 23:00
2024-11-01
2024-11-01 01:00
2024-11-01 02:00
2024-11-01 03:00
2024-11-01 04:00
2024-11-01 05:00
2024-11-01 06:00
2024-11-01 07:00
2024-11-01 08:00
2024-11-01 09:00
2024-11-01 10:00
2024-11-01 11:00
2024-11-01 12:00
2024-11-01 13:00
2024-11-01 14:00
2024-11-01 15:00
2024-11-01 16:00
2024-11-01 17:00
2024-11-01 18:00
2024-11-01 19:00
2024-11-01 20:00
2024-11-01 21:00
2024-11-01 22:00
2024-11-01 23:00
2024-11-02
2024-11-02 01:00
2024-11-02 02:00
2024-11-02 03:00
2024-11-02 04:00
2024-11-02 05:00
2024-11-02 06:00
2024-11-02 07:00
2024-11-02 08:00
2024-11-02 09:00
2024-11-02 10:00
2024-11-02 11:00
2024-11-02 12:00
2024-11-02 13:00
2024-11-02 14:00
2024-11-02 15:00
2024-11-02 16:00
2024-11-02 17:00
2024-11-02 18:00
2024-11-02 19:00
2024-11-02 20:00
2024-11-02 21:00
2024-11-02 22:00
2024-11-02 23:00
2024-11-03
2024-11-03 01:00
2024-11-03 02:00
2024-11-03 03:00
2024-11-03 04:00
2024-11-03 05:00
2024-11-03 06:00
2024-11-03 07:00
2024-11-03 08:00
2024-11-03 09:00
2024-11-03 10:00
2024-11-03 11:00
2024-11-03 12:00
2024-11-03 13:00
2024-11-03 14:00
2024-11-03 15:00
2024-11-03 16:00
2024-11-03 17:00
2024-11-03 18:00
2024-11-03 19:00
2024-11-03 20:00
2024-11-03 21:00
2024-11-03 22:00
2024-11-03 23:00
2024-11-04
2024-11-04 01:00
2024-11-04 02:00
2024-11-04 03:00
2024-11-04 04:00
2024-11-04 05:00
2024-11-04 06:00
2024-11-04 07:00
2024-11-04 08:00
2024-11-04 09:00
2024-11-04 10:00
2024-11-04 11:00
2024-11-04 12:00
2024-11-04 13:00
2024-11-04 14:00
2024-11-04 15:00
2024-11-04 16:00
2024-11-04 17:00
2024-11-04 18:00
2024-11-04 19:00
2024-11-04 20:00
2024-11-04 21:00
2024-11-04 22:00
2024-11-04 23:00
2024-11-05
2024-11-05 01:00
2024-11-05 02:00
2024-11-05 03:00
2024-11-05 04:00
2024-11-05 05:00
2024-11-05 06:00
2024-11-05 07:00
2024-11-05 08:00
2024-11-05 09:00
2024-11-05 10:00
2024-11-05 11:00
2024-11-05 12:00
2024-11-05 13:00
2024-11-05 14:00
2024-11-05 15:00
2024-11-05 16:00
2024-11-05 17:00
2024-11-05 18:00
2024-11-05 19:00
2024-11-05 20:00
2024-11-05 21:00
2024-11-05 22:00
2024-11-05 23:00
2024-11-06
2024-11-06 01:00
2024-11-06 02:00
2024-11-06 03:00
2024-11-06 04:00
2024-11-06 05:00
2024-11-06 06:00
2024-11-06 07:00
2024-11-06 08:00
2024-11-06 09:00
2024-11-06 10:00
2024-11-06 11:00
2024-11-06 12:00
2024-11-06 13:00
2024-11-06 14:00
2024-11-06 15:00
2024-11-06 16:00
2024-11-06 17:00
2024-11-06 18:00
2024-11-06 19:00
2024-11-06 20:00
2024-11-06 21:00
2024-11-06 22:00
2024-11-06 23:00
2024-11-07
2024-11-07 01:00
2024-11-07 02:00
2024-11-07 03:00
2024-11-07 04:00
2024-11-07 05:00
2024-11-07 06:00
2024-11-07 07:00
2024-11-07 08:00
2024-11-07 09:00
2024-11-07 10:00
2024-11-07 11:00
2024-11-07 12:00
2024-11-07 13:00
2024-11-07 14:00
2024-11-07 15:00
2024-11-07 16:00
2024-11-07 17:00
2024-11-07 18:00
2024-11-07 19:00
2024-11-07 20:00
2024-11-07 21:00
2024-11-07 22:00
2024-11-07 23:00
2024-11-08
2024-11-08 01:00
2024-11-08 02:00
2024-11-08 03:00
2024-11-08 04:00
2024-11-08 05:00
2024-11-08 06:00
2024-11-08 07:00
2024-11-08 08:00
2024-11-08 09:00
2024-11-08 10:00
2024-11-08 11:00
2024-11-08 12:00
2024-11-08 13:00
2024-11-08 14:00
2024-11-08 15:00
2024-11-08 16:00
2024-11-08 17:00
2024-11-08 18:00
2024-11-08 19:00
2024-11-08 20:00
2024-11-08 21:00
2024-11-08 22:00
2024-11-08 23:00
2024-11-09
2024-11-09 01:00
2024-11-09 02:00
2024-11-09 03:00
2024-11-09 04:00
2024-11-09 05:00
2024-11-09 06:00
2024-11-09 07:00
2024-11-09 08:00
2024-11-09 09:00
2024-11-09 10:00
2024-11-09 11:00
2024-11-09 12:00
2024-11-09 13:00
2024-11-09 14:00
2024-11-09 15:00
2024-11-09 16:00
2024-11-09 17:00
2024-11-09 18:00
2024-11-09 19:00
2024-11-09 20:00
2024-11-09 21:00
2024-11-09 22:00
2024-11-09 23:00
2024-11-10
2024-11-10 01:00
2024-11-10 02:00
2024-11-10 03:00
2024-11-10 04:00
2024-11-10 05:00
2024-11-10 06:00
2024-11-10 07:00
2024-11-10 08:00
2024-11-10 09:00
2024-11-10 10:00
2024-11-10 11:00
2024-11-10 12:00
2024-11-10 13:00
2024-11-10 14:00
2024-11-10 15:00
2024-11-10 16:00
2024-11-10 17:00
2024-11-10 18:00
2024-11-10 19:00
2024-11-10 20:00
2024-11-10 21:00
2024-11-10 22:00
2024-11-10 23:00
2024-11-11
2024-11-11 01:00
2024-11-11 02:00
2024-11-11 03:00
2024-11-11 04:00
2024-11-11 05:00
2024-11-11 06:00
2024-11-11 07:00
2024-11-11 08:00
2024-11-11 09:00
2024-11-11 10:00
2024-11-11 11:00
2024-11-11 12:00
2024-11-11 13:00
2024-11-11 14:00
2024-11-11 15:00
2024-11-11 16:00
2024-11-11 17:00
2024-11-11 18:00
2024-11-11 19:00
2024-11-11 20:00
2024-11-11 21:00
2024-11-11 22:00
2024-11-11 23:00
2024-11-12
2024-11-12 01:00
2024-11-12 02:00
2024-11-12 03:00
2024-11-12 04:00
2024-11-12 05:00
2024-11-12 06:00
2024-11-12 07:00
2024-11-12 08:00
2024-11-12 09:00
2024-11-12 10:00
2024-11-12 11:00
2024-11-12 12:00
2024-11-12 13:00
2024-11-12 14:00
2024-11-12 15:00
2024-11-12 16:00
2024-11-12 17:00
2024-11-12 18:00
2024-11-12 19:00
2024-11-12 20:00
2024-11-12 21:00
2024-11-12 22:00
2024-11-12 23:00
2024-11-13
2024-11-13 01:00
2024-11-13 02:00
2024-11-13 03:00
2024-11-13 04:00
2024-11-13 05:00
2024-11-13 06:00
2024-11-13 07:00
2024-11-13 08:00
2024-11-13 09:00
2024-11-13 10:00
2024-11-13 11:00
2024-11-13 12:00
2024-11-13 13:00
2024-11-13 14:00
2024-11-13 15:00
2024-11-13 16:00
2024-11-13 17:00
2024-11-13 18:00
2024-11-13 19:00
2024-11-13 20:00
2024-11-13 21:00
2024-11-13 22:00
2024-11-13 23:00
2024-11-14
2024-11-14 01:00
2024-11-14 02:00
2024-11-14 03:00
2024-11-14 04:00
2024-11-14 05:00
2024-11-14 06:00
2024-11-14 07:00
2024-11-14 08:00
2024-11-14 09:00
2024-11-14 10:00
2024-11-14 11:00
2024-11-14 12:00
2024-11-14 13:00
2024-11-14 14:00
2024-11-14 15:00
2024-11-14 16:00
2024-11-14 17:00
2024-11-14 18:00
2024-11-14 19:00
2024-11-14 20:00
2024-11-14 21:00
2024-11-14 22:00
2024-11-14 23:00
2024-11-15
2024-11-15 01:00
2024-11-15 02:00
2024-11-15 03:00
2024-11-15 04:00
2024-11-15 05:00
2024-11-15 06:00
2024-11-15 07:00
2024-11-15 08:00
2024-11-15 09:00
2024-11-15 10:00
2024-11-15 11:00
2024-11-15 12:00
2024-11-15 13:00
2024-11-15 14:00
2024-11-15 15:00
2024-11-15 16:00
2024-11-15 17:00
2024-11-15 18:00
2024-11-15 19:00
2024-11-15 20:00
2024-11-15 21:00
2024-11-15 22:00
2024-11-15 23:00
2024-11-16
2024-11-16 01:00
2024-11-16 02:00
2024-11-16 03:00
2024-11-16 04:00
2024-11-16 05:00
2024-11-16 06:00
2024-11-16 07:00
2024-11-16 08:00
2024-11-16 09:00
2024-11-16 10:00
2024-11-16 11:00
2024-11-16 12:00
2024-11-16 13:00
2024-11-16 14:00
2024-11-16 15:00
2024-11-16 16:00
2024-11-16 17:00
2024-11-16 18:00
2024-11-16 19:00
2024-11-16 20:00
2024-11-16 21:00
2024-11-16 22:00
2024-11-16 23:00
2024-11-17
2024-11-17 01:00
2024-11-17 02:00
2024-11-17 03:00
2024-11-17 04:00
2024-11-17 05:00
2024-11-17 06:00
2024-11-17 07:00
2024-11-17 08:00
2024-11-17 09:00
2024-11-17 10:00
2024-11-17 11:00
2024-11-17 12:00
2024-11-17 13:00
2024-11-17 14:00
2024-11-17 15:00
2024-11-17 16:00
2024-11-17 17:00
2024-11-17 18:00
2024-11-17 19:00
2024-11-17 20:00
2024-11-17 21:00
2024-11-17 22:00
2024-11-17 23:00
2024-11-18
2024-11-18 01:00
2024-11-18 02:00
2024-11-18 03:00
2024-11-18 04:00
2024-11-18 05:00
2024-11-18 06:00
2024-11-18 07:00
2024-11-18 08:00
2024-11-18 09:00
2024-11-18 10:00
2024-11-18 11:00
2024-11-18 12:00
2024-11-18 13:00
2024-11-18 14:00
2024-11-18 15:00
2024-11-18 16:00
2024-11-18 17:00
2024-11-18 18:00
2024-11-18 19:00
2024-11-18 20:00
2024-11-18 21:00
2024-11-18 22:00
2024-11-18 23:00
2024-11-19
2024-11-19 01:00
2024-11-19 02:00
2024-11-19 03:00
2024-11-19 04:00
2024-11-19 05:00
2024-11-19 06:00
2024-11-19 07:00
2024-11-19 08:00
2024-11-19 09:00
2024-11-19 10:00
2024-11-19 11:00
2024-11-19 12:00
2024-11-19 13:00
2024-11-19 14:00
2024-11-19 15:00
2024-11-19 16:00
2024-11-19 17:00
2024-11-19 18:00
2024-11-19 19:00
2024-11-19 20:00
2024-11-19 21:00
2024-11-19 22:00
2024-11-19 23:00
2024-11-20
2024-11-20 01:00
2024-11-20 02:00
2024-11-20 03:00
2024-11-20 04:00
2024-11-20 05:00
2024-11-20 06:00
2024-11-20 07:00
2024-11-20 08:00
2024-11-20 09:00
2024-11-20 10:00
2024-11-20 11:00
2024-11-20 12:00
2024-11-20 13:00
2024-11-20 14:00
2024-11-20 15:00
2024-11-20 16:00
2024-11-20 17:00
2024-11-20 18:00
2024-11-20 19:00
2024-11-20 20:00
2024-11-20 21:00
2024-11-20 22:00
2024-11-20 23:00
2024-11-21
2024-11-21 01:00
2024-11-21 02:00
2024-11-21 03:00
2024-11-21 04:00
2024-11-21 05:00
2024-11-21 06:00
2024-11-21 07:00
2024-11-21 08:00
2024-11-21 09:00
2024-11-21 10:00
2024-11-21 11:00
2024-11-21 12:00
2024-11-21 13:00
2024-11-21 14:00
2024-11-21 15:00
2024-11-21 16:00
2024-11-21 17:00
2024-11-21 18:00
2024-11-21 19:00
2024-11-21 20:00
2024-11-21 21:00
2024-11-21 22:00
2024-11-21 23:00
2024-11-22
2024-11-22 01:00
2024-11-22 02:00
2024-11-22 03:00
2024-11-22 04:00
2024-11-22 05:00
2024-11-22 06:00
2024-11-22 07:00
2024-11-22 08:00
2024-11-22 09:00
2024-11-22 10:00
2024-11-22 11:00
2024-11-22 12:00
2024-11-22 13:00
2024-11-22 14:00
2024-11-22 15:00
2024-11-22 16:00
2024-11-22 17:00
2024-11-22 18:00
2024-11-22 19:00
2024-11-22 20:00
2024-11-22 21:00
2024-11-22 22:00
2024-11-22 23:00
2024-11-23
2024-11-23 01:00
2024-11-23 02:00
2024-11-23 03:00
2024-11-23 04:00
2024-11-23 05:00
2024-11-23 06:00
2024-11-23 07:00
2024-11-23 08:00
2024-11-23 09:00
2024-11-23 10:00
2024-11-23 11:00
2024-11-23 12:00
2024-11-23 13:00
2024-11-23 14:00
2024-11-23 15:00
2024-11-23 16:00
2024-11-23 17:00
2024-11-23 18:00
2024-11-23 19:00
2024-11-23 20:00
2024-11-23 21:00
2024-11-23 22:00
2024-11-23 23:00
2024-11-24
2024-11-24 01:00
2024-11-24 02:00
2024-11-24 03:00
2024-11-24 04:00
2024-11-24 05:00
2024-11-24 06:00
2024-11-24 07:00
2024-11-24 08:00
2024-11-24 09:00
2024-11-24 10:00
2024-11-24 11:00
2024-11-24 12:00
2024-11-24 13:00
2024-11-24 14:00
2024-11-24 15:00
2024-11-24 16:00
2024-11-24 17:00
2024-11-24 18:00
2024-11-24 19:00
2024-11-24 20:00
2024-11-24 21:00
2024-11-24 22:00
2024-11-24 23:00
2024-11-25
2024-11-25 01:00
2024-11-25 02:00
2024-11-25 03:00
2024-11-25 04:00
2024-11-25 05:00
2024-11-25 06:00
2024-11-25 07:00
2024-11-25 08:00
2024-11-25 09:00
2024-11-25 10:00
2024-11-25 11:00
2024-11-25 12:00
2024-11-25 13:00
2024-11-25 14:00
2024-11-25 15:00
2024-11-25 16:00
2024-11-25 17:00
2024-11-25 18:00
2024-11-25 19:00
2024-11-25 20:00
2024-11-25 21:00
2024-11-25 22:00
2024-11-25 23:00
2024-11-26
2024-11-26 01:00
2024-11-26 02:00
2024-11-26 03:00
2024-11-26 04:00
2024-11-26 05:00
2024-11-26 06:00
2024-11-26 07:00
2024-11-26 08:00
2024-11-26 09:00
2024-11-26 10:00
2024-11-26 11:00
2024-11-26 12:00
2024-11-26 13:00
2024-11-26 14:00
2024-11-26 15:00
2024-11-26 16:00
2024-11-26 17:00
2024-11-26 18:00
2024-11-26 19:00
2024-11-26 20:00
2024-11-26 21:00
2024-11-26 22:00
2024-11-26 23:00
2024-11-27
2024-11-27 01:00
2024-11-27 02:00
2024-11-27 03:00
2024-11-27 04:00
2024-11-27 05:00
2024-11-27 06:00
2024-11-27 07:00
2024-11-27 08:00
2024-11-27 09:00
2024-11-27 10:00
2024-11-27 11:00
2024-11-27 12:00
2024-11-27 13:00
2024-11-27 14:00
2024-11-27 15:00
2024-11-27 16:00
2024-11-27 17:00
2024-11-27 18:00
2024-11-27 19:00
2024-11-27 20:00
2024-11-27 21:00
2024-11-27 22:00
2024-11-27 23:00
2024-11-28
2024-11-28 01:00
2024-11-28 02:00
2024-11-28 03:00
2024-11-28 04:00
2024-11-28 05:00
2024-11-28 06:00
2024-11-28 07:00
2024-11-28 08:00
2024-11-28 09:00
2024-11-28 10:00
2024-11-28 11:00
2024-11-28 12:00
2024-11-28 13:00
2024-11-28 14:00
2024-11-28 15:00
2024-11-28 16:00
2024-11-28 17:00
2024-11-28 18:00
2024-11-28 19:00
2024-11-28 20:00
2024-11-28 21:00
2024-11-28 22:00
2024-11-28 23:00
2024-11-29
2024-11-29 01:00
2024-11-29 02:00
2024-11-29 03:00
2024-11-29 04:00
2024-11-29 05:00
2024-11-29 06:00
2024-11-29 07:00
2024-11-29 08:00
2024-11-29 09:00
2024-11-29 10:00
2024-11-29 11:00
2024-11-29 12:00
2024-11-29 13:00
2024-11-29 14:00
2024-11-29 15:00
2024-11-29 16:00
2024-11-29 17:00
2024-11-29 18:00
2024-11-29 19:00
2024-11-29 20:00
2024-11-29 21:00
2024-11-29 22:00
2024-11-29 23:00
2024-11-30
2024-11-30 01:00
2024-11-30 02:00
2024-11-30 03:00
2024-11-30 04:00
2024-11-30 05:00
2024-11-30 06:00
2024-11-30 07:00
2024-11-30 08:00
2024-11-30 09:00
2024-11-30 10:00
2024-11-30 11:00
2024-11-30 12:00
2024-11-30 13:00
2024-11-30 14:00
2024-11-30 15:00
2024-11-30 16:00
2024-11-30 17:00
2024-11-30 18:00
2024-11-30 19:00
2024-11-30 20:00
2024-11-30 21:00
2024-11-30 22:00
2024-11-30 23:00
2024-12-01
2024-12-01 01:00
2024-12-01 02:00
2024-12-01 03:00
2024-12-01 04:00
2024-12-01 05:00
2024-12-01 06:00
2024-12-01 07:00
2024-12-01 08:00
2024-12-01 09:00
2024-12-01 10:00
2024-12-01 11:00
2024-12-01 12:00
2024-12-01 13:00
2024-12-01 14:00
2024-12-01 15:00
2024-12-01 16:00
2024-12-01 17:00
2024-12-01 18:00
2024-12-01 19:00
2024-12-01 20:00
2024-12-01 21:00
2024-12-01 22:00
2024-12-01 23:00
2024-12-02
2024-12-02 01:00
2024-12-02 02:00
2024-12-02 03:00
2024-12-02 04:00
2024-12-02 05:00
2024-12-02 06:00
2024-12-02 07:00
2024-12-02 08:00
2024-12-02 09:00
2024-12-02 10:00
2024-12-02 11:00
2024-12-02 12:00
2024-12-02 13:00
2024-12-02 14:00
2024-12-02 15:00
2024-12-02 16:00
2024-12-02 17:00
2024-12-02 18:00
2024-12-02 19:00
2024-12-02 20:00
2024-12-02 21:00
2024-12-02 22:00
2024-12-02 23:00
2024-12-03
2024-12-03 01:00
2024-12-03 02:00
2024-12-03 03:00
2024-12-03 04:00
2024-12-03 05:00
2024-12-03 06:00
2024-12-03 07:00
2024-12-03 08:00
2024-12-03 09:00
2024-12-03 10:00
2024-12-03 11:00
2024-12-03 12:00
2024-12-03 13:00
2024-12-03 14:00
2024-12-03 15:00
2024-12-03 16:00
2024-12-03 17:00
2024-12-03 18:00
2024-12-03 19:00
2024-12-03 20:00
2024-12-03 21:00
2024-12-03 22:00
2024-12-03 23:00
2024-12-04
2024-12-04 01:00
2024-12-04 02:00
2024-12-04 03:00
2024-12-04 04:00
2024-12-04 05:00
2024-12-04 06:00
2024-12-04 07:00
2024-12-04 08:00
2024-12-04 09:00
2024-12-04 10:00
2024-12-04 11:00
2024-12-04 12:00
2024-12-04 13:00
2024-12-04 14:00
2024-12-04 15:00
2024-12-04 16:00
2024-12-04 17:00
2024-12-04 18:00
2024-12-04 19:00
2024-12-04 20:00
2024-12-04 21:00
2024-12-04 22:00
2024-12-04 23:00
2024-12-05
2024-12-05 01:00
2024-12-05 02:00
2024-12-05 03:00
2024-12-05 04:00
2024-12-05 05:00
2024-12-05 06:00
2024-12-05 07:00
2024-12-05 08:00
2024-12-05 09:00
2024-12-05 10:00
2024-12-05 11:00
2024-12-05 12:00
2024-12-05 13:00
2024-12-05 14:00
2024-12-05 15:00
2024-12-05 16:00
2024-12-05 17:00
2024-12-05 18:00
2024-12-05 19:00
2024-12-05 20:00
2024-12-05 21:00
2024-12-05 22:00
2024-12-05 23:00
2024-12-06
2024-12-06 01:00
2024-12-06 02:00
2024-12-06 03:00
2024-12-06 04:00
2024-12-06 05:00
2024-12-06 06:00
2024-12-06 07:00
2024-12-06 08:00
2024-12-06 09:00
2024-12-06 10:00
2024-12-06 11:00
2024-12-06 12:00
2024-12-06 13:00
2024-12-06 14:00
2024-12-06 15:00
2024-12-06 16:00
2024-12-06 17:00
2024-12-06 18:00
2024-12-06 19:00
2024-12-06 20:00
2024-12-06 21:00
2024-12-06 22:00
2024-12-06 23:00
2024-12-07
2024-12-07 01:00
2024-12-07 02:00
2024-12-07 03:00
2024-12-07 04:00
2024-12-07 05:00
2024-12-07 06:00
2024-12-07 07:00
2024-12-07 08:00
2024-12-07 09:00
2024-12-07 10:00
2024-12-07 11:00
2024-12-07 12:00
2024-12-07 13:00
2024-12-07 14:00
2024-12-07 15:00
2024-12-07 16:00
2024-12-07 17:00
2024-12-07 18:00
2024-12-07 19:00
2024-12-07 20:00
2024-12-07 21:00
2024-12-07 22:00
2024-12-07 23:00
2024-12-08
2024-12-08 01:00
2024-12-08 02:00
2024-12-08 03:00
2024-12-08 04:00
2024-12-08 05:00
2024-12-08 06:00
2024-12-08 07:00
2024-12-08 08:00
2024-12-08 09:00
2024-12-08 10:00
2024-12-08 11:00
2024-12-08 12:00
2024-12-08 13:00
2024-12-08 14:00
2024-12-08 15:00
2024-12-08 16:00
2024-12-08 17:00
2024-12-08 18:00
2024-12-08 19:00
2024-12-08 20:00
2024-12-08 21:00
2024-12-08 22:00
2024-12-08 23:00
2024-12-09
2024-12-09 01:00
2024-12-09 02:00
2024-12-09 03:00
2024-12-09 04:00
2024-12-09 05:00
2024-12-09 06:00
2024-12-09 07:00
2024-12-09 08:00
2024-12-09 09:00
2024-12-09 10:00
2024-12-09 11:00
2024-12-09 12:00
2024-12-09 13:00
2024-12-09 14:00
2024-12-09 15:00
2024-12-09 16:00
2024-12-09 17:00
2024-12-09 18:00
2024-12-09 19:00
2024-12-09 20:00
2024-12-09 21:00
2024-12-09 22:00
2024-12-09 23:00
2024-12-10
2024-12-10 01:00
2024-12-10 02:00
2024-12-10 03:00
2024-12-10 04:00
2024-12-10 05:00
2024-12-10 06:00
2024-12-10 07:00
2024-12-10 08:00
2024-12-10 09:00
2024-12-10 10:00
2024-12-10 11:00
2024-12-10 12:00
2024-12-10 13:00
2024-12-10 14:00
2024-12-10 15:00
2024-12-10 16:00
2024-12-10 17:00
2024-12-10 18:00
2024-12-10 19:00
2024-12-10 20:00
2024-12-10 21:00
2024-12-10 22:00
2024-12-10 23:00
2024-12-11
2024-12-11 01:00
2024-12-11 02:00
2024-12-11 03:00
2024-12-11 04:00
2024-12-11 05:00
2024-12-11 06:00
2024-12-11 07:00
2024-12-11 08:00
2024-12-11 09:00
2024-12-11 10:00
2024-12-11 11:00
2024-12-11 12:00
2024-12-11 13:00
2024-12-11 14:00
2024-12-11 15:00
2024-12-11 16:00
2024-12-11 17:00
2024-12-11 18:00
2024-12-11 19:00
2024-12-11 20:00
2024-12-11 21:00
2024-12-11 22:00
2024-12-11 23:00
2024-12-12
2024-12-12 01:00
2024-12-12 02:00
2024-12-12 03:00
2024-12-12 04:00
2024-12-12 05:00
2024-12-12 06:00
2024-12-12 07:00
2024-12-12 08:00
2024-12-12 09:00
2024-12-12 10:00
2024-12-12 11:00
2024-12-12 12:00
2024-12-12 13:00
2024-12-12 14:00
2024-12-12 15:00
2024-12-12 16:00
2024-12-12 17:00
2024-12-12 18:00
2024-12-12 19:00
2024-12-12 20:00
2024-12-12 21:00
2024-12-12 22:00
2024-12-12 23:00
2024-12-13
2024-12-13 01:00
2024-12-13 02:00
2024-12-13 03:00
2024-12-13 04:00
2024-12-13 05:00
2024-12-13 06:00
2024-12-13 07:00
2024-12-13 08:00
2024-12-13 09:00
2024-12-13 10:00
2024-12-13 11:00
2024-12-13 12:00
2024-12-13 13:00
2024-12-13 14:00
2024-12-13 15:00
2024-12-13 16:00
2024-12-13 17:00
2024-12-13 18:00
2024-12-13 19:00
2024-12-13 20:00
2024-12-13 21:00
2024-12-13 22:00
2024-12-13 23:00
2024-12-14
2024-12-14 01:00
2024-12-14 02:00
2024-12-14 03:00
2024-12-14 04:00
2024-12-14 05:00
2024-12-14 06:00
2024-12-14 07:00
2024-12-14 08:00
2024-12-14 09:00
2024-12-14 10:00
2024-12-14 11:00
2024-12-14 12:00
2024-12-14 13:00
2024-12-14 14:00
2024-12-14 15:00
2024-12-14 16:00
2024-12-14 17:00
2024-12-14 18:00
2024-12-14 19:00
2024-12-14 20:00
2024-12-14 21:00
2024-12-14 22:00
2024-12-14 23:00
2024-12-15
2024-12-15 01:00
2024-12-15 02:00
2024-12-15 03:00
2024-12-15 04:00
2024-12-15 05:00
2024-12-15 06:00
2024-12-15 07:00
2024-12-15 08:00
2024-12-15 09:00
2024-12-15 10:00
2024-12-15 11:00
2024-12-15 12:00
2024-12-15 13:00
2024-12-15 14:00
2024-12-15 15:00
2024-12-15 16:00
2024-12-15 17:00
2024-12-15 18:00
2024-12-15 19:00
2024-12-15 20:00
2024-12-15 21:00
2024-12-15 22:00
2024-12-15 23:00
2024-12-16
2024-12-16 01:00
2024-12-16 02:00
2024-12-16 03:00
2024-12-16 04:00
2024-12-16 05:00
2024-12-16 06:00
2024-12-16 07:00
2024-12-16 08:00
2024-12-16 09:00
2024-12-16 10:00
2024-12-16 11:00
2024-12-16 12:00
2024-12-16 13:00
2024-12-16 14:00
2024-12-16 15:00
2024-12-16 16:00
2024-12-16 17:00
2024-12-16 18:00
2024-12-16 19:00
2024-12-16 20:00
2024-12-16 21:00
2024-12-16 22:00
2024-12-16 23:00
2024-12-17
2024-12-17 01:00
2024-12-17 02:00
2024-12-17 03:00
2024-12-17 04:00
2024-12-17 05:00
2024-12-17 06:00
2024-12-17 07:00
2024-12-17 08:00
2024-12-17 09:00
2024-12-17 10:00
2024-12-17 11:00
2024-12-17 12:00
2024-12-17 13:00
2024-12-17 14:00
2024-12-17 15:00
2024-12-17 16:00
2024-12-17 17:00
2024-12-17 18:00
2024-12-17 19:00
2024-12-17 20:00
2024-12-17 21:00
2024-12-17 22:00
2024-12-17 23:00
2024-12-18
2024-12-18 01:00
2024-12-18 02:00
2024-12-18 03:00
2024-12-18 04:00
2024-12-18 05:00
2024-12-18 06:00
2024-12-18 07:00
2024-12-18 08:00
2024-12-18 09:00
2024-12-18 10:00
2024-12-18 11:00
2024-12-18 12:00
2024-12-18 13:00
2024-12-18 14:00
2024-12-18 15:00
2024-12-18 16:00
2024-12-18 17:00
2024-12-18 18:00
2024-12-18 19:00
2024-12-18 20:00
2024-12-18 21:00
2024-12-18 22:00
2024-12-18 23:00
2024-12-19
2024-12-19 01:00
2024-12-19 02:00
2024-12-19 03:00
2024-12-19 04:00
2024-12-19 05:00
2024-12-19 06:00
2024-12-19 07:00
2024-12-19 08:00
2024-12-19 09:00
2024-12-19 10:00
2024-12-19 11:00
2024-12-19 12:00
2024-12-19 13:00
2024-12-19 14:00
2024-12-19 15:00
2024-12-19 16:00
2024-12-19 17:00
2024-12-19 18:00
2024-12-19 19:00
2024-12-19 20:00
2024-12-19 21:00
2024-12-19 22:00
2024-12-19 23:00
2024-12-20
2024-12-20 01:00
2024-12-20 02:00
2024-12-20 03:00
2024-12-20 04:00
2024-12-20 05:00
2024-12-20 06:00
2024-12-20 07:00
2024-12-20 08:00
2024-12-20 09:00
2024-12-20 10:00
2024-12-20 11:00
2024-12-20 12:00
2024-12-20 13:00
2024-12-20 14:00
2024-12-20 15:00
2024-12-20 16:00
2024-12-20 17:00
2024-12-20 18:00
2024-12-20 19:00
2024-12-20 20:00
2024-12-20 21:00
2024-12-20 22:00
2024-12-20 23:00
2024-12-21
2024-12-21 01:00
2024-12-21 02:00
2024-12-21 03:00
2024-12-21 04:00
2024-12-21 05:00
2024-12-21 06:00
2024-12-21 07:00
2024-12-21 08:00
2024-12-21 09:00
2024-12-21 10:00
2024-12-21 11:00
2024-12-21 12:00
2024-12-21 13:00
2024-12-21 14:00
2024-12-21 15:00
2024-12-21 16:00
2024-12-21 17:00
2024-12-21 18:00
2024-12-21 19:00
2024-12-21 20:00
2024-12-21 21:00
2024-12-21 22:00
2024-12-21 23:00
2024-12-22
2024-12-22 01:00
2024-12-22 02:00
2024-12-22 03:00
2024-12-22 04:00
2024-12-22 05:00
2024-12-22 06:00
2024-12-22 07:00
2024-12-22 08:00
2024-12-22 09:00
2024-12-22 10:00
2024-12-22 11:00
2024-12-22 12:00
2024-12-22 13:00
2024-12-22 14:00
2024-12-22 15:00
2024-12-22 16:00
2024-12-22 17:00
2024-12-22 18:00
2024-12-22 19:00
2024-12-22 20:00
2024-12-22 21:00
2024-12-22 22:00
2024-12-22 23:00
2024-12-23
2024-12-23 01:00
2024-12-23 02:00
2024-12-23 03:00
2024-12-23 04:00
2024-12-23 05:00
2024-12-23 06:00
2024-12-23 07:00
2024-12-23 08:00
2024-12-23 09:00
2024-12-23 10:00
2024-12-23 11:00
2024-12-23 12:00
2024-12-23 13:00
2024-12-23 14:00
2024-12-23 15:00
2024-12-23 16:00
2024-12-23 17:00
2024-12-23 18:00
2024-12-23 19:00
2024-12-23 20:00
2024-12-23 21:00
2024-12-23 22:00
2024-12-23 23:00
2024-12-24
2024-12-24 01:00
2024-12-24 02:00
2024-12-24 03:00
2024-12-24 04:00
2024-12-24 05:00
2024-12-24 06:00
2024-12-24 07:00
2024-12-24 08:00
2024-12-24 09:00
2024-12-24 10:00
2024-12-24 11:00
2024-12-24 12:00
2024-12-24 13:00
2024-12-24 14:00
2024-12-24 15:00
2024-12-24 16:00
2024-12-24 17:00
2024-12-24 18:00
2024-12-24 19:00
2024-12-24 20:00
2024-12-24 21:00
2024-12-24 22:00
2024-12-24 23:00
2024-12-25
2024-12-25 01:00
2024-12-25 02:00
2024-12-25 03:00
2024-12-25 04:00
2024-12-25 05:00
2024-12-25 06:00
2024-12-25 07:00
2024-12-25 08:00
2024-12-25 09:00
2024-12-25 10:00
2024-12-25 11:00
2024-12-25 12:00
2024-12-25 13:00
2024-12-25 14:00
2024-12-25 15:00
2024-12-25 16:00
2024-12-25 17:00
2024-12-25 18:00
2024-12-25 19:00
2024-12-25 20:00
2024-12-25 21:00
2024-12-25 22:00
2024-12-25 23:00
2024-12-26
2024-12-26 01:00
2024-12-26 02:00
2024-12-26 03:00
2024-12-26 04:00
2024-12-26 05:00
2024-12-26 06:00
2024-12-26 07:00
2024-12-26 08:00
2024-12-26 09:00
2024-12-26 10:00
2024-12-26 11:00
2024-12-26 12:00
2024-12-26 13:00
2024-12-26 14:00
2024-12-26 15:00
2024-12-26 16:00
2024-12-26 17:00
2024-12-26 18:00
2024-12-26 19:00
2024-12-26 20:00
2024-12-26 21:00
2024-12-26 22:00
2024-12-26 23:00
2024-12-27
2024-12-27 01:00
2024-12-27 02:00
2024-12-27 03:00
2024-12-27 04:00
2024-12-27 05:00
2024-12-27 06:00
2024-12-27 07:00
2024-12-27 08:00
2024-12-27 09:00
2024-12-27 10:00
2024-12-27 11:00
2024-12-27 12:00
2024-12-27 13:00
2024-12-27 14:00
2024-12-27 15:00
2024-12-27 16:00
2024-12-27 17:00
2024-12-27 18:00
2024-12-27 19:00
2024-12-27 20:00
2024-12-27 21:00
2024-12-27 22:00
2024-12-27 23:00
2024-12-28
2024-12-28 01:00
2024-12-28 02:00
2024-12-28 03:00
2024-12-28 04:00
2024-12-28 05:00
2024-12-28 06:00
2024-12-28 07:00
2024-12-28 08:00
2024-12-28 09:00
2024-12-28 10:00
2024-12-28 11:00
2024-12-28 12:00
2024-12-28 13:00
2024-12-28 14:00
2024-12-28 15:00
2024-12-28 16:00
2024-12-28 17:00
2024-12-28 18:00
2024-12-28 19:00
2024-12-28 20:00
2024-12-28 21:00
2024-12-28 22:00
2024-12-28 23:00
2024-12-29
2024-12-29 01:00
2024-12-29 02:00
2024-12-29 03:00
2024-12-29 04:00
2024-12-29 05:00
2024-12-29 06:00
2024-12-29 07:00
2024-12-29 08:00
2024-12-29 09:00
2024-12-29 10:00
2024-12-29 11:00
2024-12-29 12:00
2024-12-29 13:00
2024-12-29 14:00
2024-12-29 15:00
2024-12-29 16:00
2024-12-29 17:00
2024-12-29 18:00
2024-12-29 19:00
2024-12-29 20:00
2024-12-29 21:00
2024-12-29 22:00
2024-12-29 23:00
2024-12-30
2024-12-30 01:00
2024-12-30 02:00
2024-12-30 03:00
2024-12-30 04:00
2024-12-30 05:00
2024-12-30 06:00
2024-12-30 07:00
2024-12-30 08:00
2024-12-30 09:00
2024-12-30 10:00
2024-12-30 11:00
2024-12-30 12:00
2024-12-30 13:00
2024-12-30 14:00
2024-12-30 15:00
2024-12-30 16:00
2024-12-30 17:00
2024-12-30 18:00
2024-12-30 19:00
2024-12-30 20:00
2024-12-30 21:00
2024-12-30 22:00
2024-12-30 23:00

## generators-p_max_pu
time | Solar Eastern Cape | Wind Eastern Cape | Solar Free State | Wind Free State | Solar Gauteng | Wind Gauteng | Solar Limpopo | Wind Limpopo | Solar Mpumalanga | Wind Mpumalanga | Solar Northern Cape | Wind Northern Cape | Solar North West | Wind North West | Solar Western Cape | Wind Western Cape | Solar KwaZulu-Natal | Wind KwaZulu-Natal
2024-01-01 | 0 | 0.42 | 0 | 0.565 | 0 | 0.186 | 0 | 0.513 | 0 | 0.379 | 0 | 0.696 | 0 | 0.068 | 0 | 0.603 | 0 | 0.028
2024-01-01 01:00 | 0 | 0.4 | 0 | 0.506 | 0 | 0.251 | 0 | 0.457 | 0 | 0.305 | 0 | 0.677 | 0 | 0.119 | 0 | 0.54 | 0 | 0.015
2024-01-01 02:00 | 0 | 0.241 | 0 | 0.257 | 0 | 0.042 | 0 | 0.343 | 0 | 0.155 | 0 | 0.481 | 0 | 0.124 | 0 | 0.123 | 0 | 0.494
2024-01-01 03:00 | 0 | 0.129 | 0 | 0.148 | 0 | 0.097 | 0 | 0.405 | 0 | 0.223 | 0 | 0.349 | 0 | 0.144 | 0 | 0.111 | 0 | 0.507
2024-01-01 04:00 | 0 | 0.076 | 0 | 0.095 | 0 | 0.154 | 0 | 0.445 | 0 | 0.283 | 0 | 0.241 | 0 | 0.141 | 0 | 0.1 | 0 | 0.519
2024-01-01 05:00 | 0.013 | 0.227 | 0.006 | 0.094 | 0.001 | 0.165 | 0.006 | 0.407 | 0.004 | 0.285 | 0 | 0.192 | 0 | 0.114 | 0 | 0.063 | 0.019 | 0.441
2024-01-01 06:00 | 0.087 | 0.524 | 0.055 | 0.09 | 0.028 | 0.114 | 0.087 | 0.49 | 0.067 | 0.192 | 0.037 | 0.307 | 0.034 | 0.069 | 0.038 | 0.02 | 0.1 | 0.332
2024-01-01 07:00 | 0.226 | 0.753 | 0.235 | 0.074 | 0.082 | 0.065 | 0.249 | 0.476 | 0.179 | 0.118 | 0.159 | 0.399 | 0.104 | 0.064 | 0.161 | 0.017 | 0.213 | 0.281
2024-01-01 08:00 | 0.387 | 0.748 | 0.426 | 0.065 | 0.16 | 0.053 | 0.422 | 0.446 | 0.253 | 0.047 | 0.347 | 0.264 | 0.186 | 0.076 | 0.374 | 0.045 | 0.303 | 0.21
2024-01-01 09:00 | 0.511 | 0.661 | 0.568 | 0.058 | 0.221 | 0.037 | 0.556 | 0.366 | 0.278 | 0.006 | 0.509 | 0.132 | 0.248 | 0.068 | 0.553 | 0.116 | 0.367 | 0.133
2024-01-01 10:00 | 0.595 | 0.523 | 0.657 | 0.048 | 0.279 | 0.024 | 0.603 | 0.281 | 0.267 | 0.004 | 0.619 | 0.058 | 0.264 | 0.05 | 0.653 | 0.22 | 0.415 | 0.096
2024-01-01 11:00 | 0.669 | 0.538 | 0.705 | 0.03 | 0.35 | 0.017 | 0.542 | 0.203 | 0.276 | 0.011 | 0.684 | 0.025 | 0.262 | 0.041 | 0.733 | 0.294 | 0.405 | 0.101
2024-01-01 12:00 | 0.71 | 0.734 | 0.709 | 0.015 | 0.356 | 0.017 | 0.468 | 0.119 | 0.317 | 0.012 | 0.707 | 0.011 | 0.232 | 0.048 | 0.762 | 0.307 | 0.374 | 0.167
2024-01-01 13:00 | 0.666 | 0.845 | 0.667 | 0.008 | 0.283 | 0.028 | 0.372 | 0.054 | 0.342 | 0.012 | 0.691 | 0.003 | 0.211 | 0.059 | 0.748 | 0.311 | 0.361 | 0.212
2024-01-01 14:00 | 0.587 | 0.875 | 0.575 | 0.005 | 0.209 | 0.051 | 0.269 | 0.022 | 0.259 | 0.01 | 0.63 | 0.001 | 0.201 | 0.056 | 0.683 | 0.403 | 0.393 | 0.27
2024-01-01 15:00 | 0.456 | 0.876 | 0.462 | 0.002 | 0.187 | 0.073 | 0.151 | 0.011 | 0.154 | 0.004 | 0.524 | 0 | 0.175 | 0.049 | 0.557 | 0.583 | 0.365 | 0.305
2024-01-01 16:00 | 0.3 | 0.849 | 0.283 | 0.002 | 0.142 | 0.094 | 0.083 | 0.011 | 0.091 | 0.002 | 0.375 | 0 | 0.128 | 0.045 | 0.405 | 0.653 | 0.261 | 0.362
2024-01-01 17:00 | 0.147 | 0.765 | 0.137 | 0.006 | 0.07 | 0.095 | 0.032 | 0.018 | 0.039 | 0.006 | 0.195 | 0.002 | 0.067 | 0.032 | 0.245 | 0.663 | 0.108 | 0.407
2024-01-01 18:00 | 0.032 | 0.663 | 0.035 | 0.041 | 0.013 | 0.08 | 0.001 | 0.035 | 0.004 | 0.013 | 0.041 | 0.013 | 0.013 | 0.017 | 0.096 | 0.687 | 0.017 | 0.374
2024-01-01 19:00 | 0 | 0.588 | 0 | 0.236 | 0 | 0.09 | 0 | 0.056 | 0 | 0.028 | 0.001 | 0.041 | 0 | 0.017 | 0.014 | 0.718 | 0 | 0.261
2024-01-01 20:00 | 0 | 0.518 | 0 | 0.525 | 0 | 0.078 | 0 | 0.074 | 0 | 0.042 | 0 | 0.093 | 0 | 0.014 | 0 | 0.766 | 0 | 0.22
2024-01-01 21:00 | 0 | 0.395 | 0 | 0.65 | 0 | 0.057 | 0 | 0.084 | 0 | 0.047 | 0 | 0.253 | 0 | 0.013 | 0 | 0.762 | 0 | 0.204
2024-01-01 22:00 | 0 | 0.297 | 0 | 0.647 | 0 | 0.041 | 0 | 0.099 | 0 | 0.038 | 0 | 0.63 | 0 | 0.012 | 0 | 0.753 | 0 | 0.085
2024-01-01 23:00 | 0 | 0.325 | 0 | 0.566 | 0 | 0.03 | 0 | 0.122 | 0 | 0.025 | 0 | 0.813 | 0 | 0.01 | 0 | 0.756 | 0 | 0.131
2024-01-02 | 0 | 0.475 | 0 | 0.479 | 0 | 0.019 | 0 | 0.121 | 0 | 0.011 | 0 | 0.8 | 0 | 0.008 | 0 | 0.756 | 0 | 0.464
2024-01-02 01:00 | 0 | 0.594 | 0 | 0.428 | 0 | 0.013 | 0 | 0.097 | 0 | 0.002 | 0 | 0.659 | 0 | 0.012 | 0 | 0.77 | 0 | 0.722
2024-01-02 02:00 | 0 | 0.602 | 0 | 0.395 | 0 | 0.024 | 0 | 0.069 | 0 | 0 | 0 | 0.516 | 0 | 0.028 | 0 | 0.794 | 0 | 0.87
2024-01-02 03:00 | 0 | 0.651 | 0 | 0.328 | 0 | 0.051 | 0 | 0.027 | 0 | 0.001 | 0 | 0.385 | 0 | 0.048 | 0 | 0.809 | 0 | 0.926
2024-01-02 04:00 | 0 | 0.599 | 0 | 0.279 | 0 | 0.082 | 0 | 0.005 | 0 | 0.011 | 0 | 0.268 | 0 | 0.078 | 0 | 0.82 | 0 | 0.922
2024-01-02 05:00 | 0.013 | 0.523 | 0.006 | 0.21 | 0.007 | 0.068 | 0.004 | 0.003 | 0.005 | 0.014 | 0 | 0.199 | 0.003 | 0.085 | 0 | 0.804 | 0.016 | 0.903
2024-01-02 06:00 | 0.097 | 0.642 | 0.055 | 0.25 | 0.078 | 0.018 | 0.056 | 0.004 | 0.074 | 0.004 | 0.034 | 0.152 | 0.069 | 0.046 | 0.043 | 0.828 | 0.093 | 0.907
2024-01-02 07:00 | 0.206 | 0.747 | 0.237 | 0.289 | 0.213 | 0.002 | 0.107 | 0.001 | 0.203 | 0.011 | 0.16 | 0.09 | 0.174 | 0.021 | 0.15 | 0.875 | 0.205 | 0.92
2024-01-02 08:00 | 0.229 | 0.756 | 0.415 | 0.216 | 0.389 | 0 | 0.187 | 0 | 0.383 | 0.01 | 0.356 | 0.017 | 0.266 | 0.008 | 0.325 | 0.889 | 0.349 | 0.915
2024-01-02 09:00 | 0.27 | 0.715 | 0.556 | 0.141 | 0.536 | 0 | 0.271 | 0 | 0.547 | 0.007 | 0.513 | 0.027 | 0.349 | 0.004 | 0.541 | 0.88 | 0.467 | 0.892
2024-01-02 10:00 | 0.314 | 0.626 | 0.653 | 0.117 | 0.598 | 0 | 0.332 | 0 | 0.631 | 0.005 | 0.617 | 0.109 | 0.428 | 0.002 | 0.682 | 0.871 | 0.564 | 0.865
2024-01-02 11:00 | 0.388 | 0.577 | 0.694 | 0.116 | 0.638 | 0 | 0.362 | 0 | 0.669 | 0.003 | 0.699 | 0.217 | 0.466 | 0.003 | 0.763 | 0.848 | 0.584 | 0.853
2024-01-02 12:00 | 0.478 | 0.535 | 0.663 | 0.112 | 0.637 | 0 | 0.396 | 0 | 0.67 | 0 | 0.725 | 0.311 | 0.513 | 0.004 | 0.79 | 0.819 | 0.549 | 0.858
2024-01-02 13:00 | 0.479 | 0.489 | 0.609 | 0.099 | 0.615 | 0 | 0.485 | 0 | 0.63 | 0 | 0.708 | 0.395 | 0.566 | 0 | 0.77 | 0.815 | 0.492 | 0.865
2024-01-02 14:00 | 0.452 | 0.468 | 0.573 | 0.072 | 0.547 | 0 | 0.472 | 0 | 0.537 | 0 | 0.647 | 0.455 | 0.55 | 0 | 0.722 | 0.84 | 0.42 | 0.88
2024-01-02 15:00 | 0.361 | 0.464 | 0.464 | 0.038 | 0.431 | 0 | 0.388 | 0 | 0.414 | 0 | 0.542 | 0.479 | 0.445 | 0 | 0.61 | 0.873 | 0.289 | 0.912
2024-01-02 16:00 | 0.25 | 0.459 | 0.271 | 0.013 | 0.28 | 0 | 0.247 | 0.001 | 0.255 | 0 | 0.39 | 0.464 | 0.293 | 0 | 0.454 | 0.908 | 0.161 | 0.931
2024-01-02 17:00 | 0.125 | 0.434 | 0.124 | 0.005 | 0.117 | 0 | 0.1 | 0.01 | 0.106 | 0 | 0.202 | 0.403 | 0.128 | 0 | 0.271 | 0.928 | 0.067 | 0.914
2024-01-02 18:00 | 0.03 | 0.398 | 0.023 | 0.006 | 0.02 | 0.003 | 0.012 | 0.053 | 0.015 | 0.011 | 0.026 | 0.314 | 0.026 | 0.01 | 0.089 | 0.935 | 0.005 | 0.84
2024-01-02 19:00 | 0 | 0.364 | 0 | 0.015 | 0 | 0.058 | 0 | 0.118 | 0 | 0.063 | 0.001 | 0.256 | 0 | 0.061 | 0.013 | 0.933 | 0 | 0.739
2024-01-02 20:00 | 0 | 0.349 | 0 | 0.022 | 0 | 0.132 | 0 | 0.142 | 0 | 0.086 | 0 | 0.202 | 0 | 0.094 | 0 | 0.917 | 0 | 0.704
2024-01-02 21:00 | 0 | 0.325 | 0 | 0.009 | 0 | 0.136 | 0 | 0.134 | 0 | 0.082 | 0 | 0.162 | 0 | 0.082 | 0 | 0.903 | 0 | 0.664
2024-01-02 22:00 | 0 | 0.3 | 0 | 0.005 | 0 | 0.112 | 0 | 0.111 | 0 | 0.111 | 0 | 0.158 | 0 | 0.055 | 0 | 0.892 | 0 | 0.637
2024-01-02 23:00 | 0 | 0.295 | 0 | 0.095 | 0 | 0.188 | 0 | 0.144 | 0 | 0.256 | 0 | 0.192 | 0 | 0.083 | 0 | 0.883 | 0 | 0.618
2024-01-03 | 0 | 0.331 | 0 | 0.264 | 0 | 0.374 | 0 | 0.236 | 0 | 0.507 | 0 | 0.32 | 0 | 0.253 | 0 | 0.879 | 0 | 0.583
2024-01-03 01:00 | 0 | 0.375 | 0 | 0.404 | 0 | 0.591 | 0 | 0.338 | 0 | 0.633 | 0 | 0.564 | 0 | 0.432 | 0 | 0.862 | 0 | 0.51
2024-01-03 02:00 | 0 | 0.442 | 0 | 0.671 | 0 | 0.718 | 0 | 0.41 | 0 | 0.697 | 0 | 0.692 | 0 | 0.519 | 0 | 0.827 | 0 | 0.45
2024-01-03 03:00 | 0 | 0.537 | 0 | 0.833 | 0 | 0.712 | 0 | 0.516 | 0 | 0.752 | 0 | 0.684 | 0 | 0.673 | 0 | 0.779 | 0 | 0.403
2024-01-03 04:00 | 0 | 0.558 | 0 | 0.863 | 0 | 0.71 | 0 | 0.437 | 0 | 0.784 | 0 | 0.607 | 0 | 0.693 | 0 | 0.711 | 0 | 0.352
2024-01-03 05:00 | 0.012 | 0.54 | 0.005 | 0.867 | 0.006 | 0.701 | 0.007 | 0.346 | 0.006 | 0.76 | 0 | 0.493 | 0.004 | 0.595 | 0 | 0.61 | 0.017 | 0.251
2024-01-03 06:00 | 0.09 | 0.653 | 0.043 | 0.906 | 0.07 | 0.723 | 0.083 | 0.391 | 0.081 | 0.762 | 0.026 | 0.318 | 0.07 | 0.574 | 0.027 | 0.491 | 0.09 | 0.186
2024-01-03 07:00 | 0.251 | 0.772 | 0.241 | 0.903 | 0.243 | 0.749 | 0.232 | 0.598 | 0.218 | 0.786 | 0.161 | 0.176 | 0.226 | 0.629 | 0.157 | 0.433 | 0.166 | 0.133
2024-01-03 08:00 | 0.399 | 0.773 | 0.437 | 0.862 | 0.436 | 0.648 | 0.394 | 0.667 | 0.404 | 0.644 | 0.362 | 0.038 | 0.42 | 0.548 | 0.368 | 0.248 | 0.272 | 0.105
2024-01-03 09:00 | 0.473 | 0.77 | 0.587 | 0.788 | 0.568 | 0.416 | 0.539 | 0.638 | 0.582 | 0.332 | 0.523 | 0 | 0.563 | 0.362 | 0.545 | 0.056 | 0.403 | 0.103
2024-01-03 10:00 | 0.49 | 0.766 | 0.688 | 0.71 | 0.649 | 0.219 | 0.61 | 0.596 | 0.688 | 0.121 | 0.637 | 0.001 | 0.654 | 0.211 | 0.674 | 0.004 | 0.496 | 0.112
2024-01-03 11:00 | 0.482 | 0.777 | 0.716 | 0.641 | 0.696 | 0.111 | 0.656 | 0.585 | 0.707 | 0.049 | 0.703 | 0.014 | 0.704 | 0.12 | 0.755 | 0 | 0.585 | 0.134
2024-01-03 12:00 | 0.54 | 0.803 | 0.707 | 0.568 | 0.72 | 0.051 | 0.648 | 0.582 | 0.672 | 0.025 | 0.725 | 0.044 | 0.702 | 0.063 | 0.788 | 0.01 | 0.519 | 0.204
2024-01-03 13:00 | 0.616 | 0.841 | 0.68 | 0.495 | 0.664 | 0.022 | 0.593 | 0.568 | 0.626 | 0.015 | 0.703 | 0.087 | 0.636 | 0.031 | 0.776 | 0.064 | 0.496 | 0.311
2024-01-03 14:00 | 0.594 | 0.881 | 0.601 | 0.435 | 0.576 | 0.009 | 0.502 | 0.556 | 0.53 | 0.009 | 0.64 | 0.139 | 0.516 | 0.015 | 0.72 | 0.126 | 0.441 | 0.4
2024-01-03 15:00 | 0.493 | 0.914 | 0.479 | 0.371 | 0.434 | 0.004 | 0.368 | 0.548 | 0.412 | 0.006 | 0.533 | 0.192 | 0.377 | 0.008 | 0.615 | 0.222 | 0.334 | 0.452
2024-01-03 16:00 | 0.342 | 0.927 | 0.317 | 0.294 | 0.262 | 0.003 | 0.212 | 0.521 | 0.252 | 0.007 | 0.382 | 0.234 | 0.23 | 0.005 | 0.464 | 0.349 | 0.207 | 0.467
2024-01-03 17:00 | 0.169 | 0.928 | 0.141 | 0.22 | 0.113 | 0.005 | 0.09 | 0.477 | 0.102 | 0.025 | 0.198 | 0.253 | 0.107 | 0.008 | 0.276 | 0.501 | 0.092 | 0.444
2024-01-03 18:00 | 0.043 | 0.923 | 0.034 | 0.189 | 0.018 | 0.024 | 0.008 | 0.385 | 0.012 | 0.093 | 0.029 | 0.251 | 0.02 | 0.026 | 0.085 | 0.673 | 0.011 | 0.39
2024-01-03 19:00 | 0 | 0.881 | 0 | 0.337 | 0 | 0.087 | 0 | 0.297 | 0 | 0.205 | 0.001 | 0.312 | 0 | 0.067 | 0.012 | 0.763 | 0 | 0.344
2024-01-03 20:00 | 0 | 0.838 | 0 | 0.51 | 0 | 0.195 | 0 | 0.305 | 0 | 0.272 | 0 | 0.346 | 0 | 0.133 | 0 | 0.768 | 0 | 0.355
2024-01-03 21:00 | 0 | 0.806 | 0 | 0.607 | 0 | 0.344 | 0 | 0.391 | 0 | 0.272 | 0 | 0.309 | 0 | 0.244 | 0 | 0.745 | 0 | 0.381
2024-01-03 22:00 | 0 | 0.768 | 0 | 0.654 | 0 | 0.457 | 0 | 0.449 | 0 | 0.201 | 0 | 0.264 | 0 | 0.391 | 0 | 0.668 | 0 | 0.402
2024-01-03 23:00 | 0 | 0.658 | 0 | 0.651 | 0 | 0.46 | 0 | 0.407 | 0 | 0.126 | 0 | 0.234 | 0 | 0.432 | 0 | 0.6 | 0 | 0.433
2024-01-04 | 0 | 0.497 | 0 | 0.556 | 0 | 0.399 | 0 | 0.356 | 0 | 0.085 | 0 | 0.212 | 0 | 0.395 | 0 | 0.541 | 0 | 0.464
2024-01-04 01:00 | 0 | 0.367 | 0 | 0.534 | 0 | 0.329 | 0 | 0.287 | 0 | 0.075 | 0 | 0.185 | 0 | 0.293 | 0 | 0.453 | 0 | 0.484
2024-01-04 02:00 | 0 | 0.292 | 0 | 0.494 | 0 | 0.302 | 0 | 0.278 | 0 | 0.074 | 0 | 0.184 | 0 | 0.245 | 0 | 0.356 | 0 | 0.499
2024-01-04 03:00 | 0 | 0.246 | 0 | 0.414 | 0 | 0.291 | 0 | 0.254 | 0 | 0.071 | 0 | 0.22 | 0 | 0.245 | 0 | 0.299 | 0 | 0.516
2024-01-04 04:00 | 0 | 0.204 | 0 | 0.358 | 0 | 0.264 | 0 | 0.251 | 0 | 0.063 | 0 | 0.26 | 0 | 0.209 | 0 | 0.264 | 0 | 0.547
2024-01-04 05:00 | 0.011 | 0.187 | 0.005 | 0.332 | 0.006 | 0.213 | 0.007 | 0.185 | 0.009 | 0.043 | 0 | 0.376 | 0.004 | 0.162 | 0 | 0.207 | 0.012 | 0.568
2024-01-04 06:00 | 0.066 | 0.157 | 0.043 | 0.536 | 0.072 | 0.218 | 0.072 | 0.191 | 0.073 | 0.022 | 0.027 | 0.466 | 0.067 | 0.207 | 0.032 | 0.124 | 0.086 | 0.575
2024-01-04 07:00 | 0.265 | 0.154 | 0.234 | 0.753 | 0.227 | 0.163 | 0.25 | 0.139 | 0.256 | 0.009 | 0.156 | 0.7 | 0.213 | 0.18 | 0.156 | 0.07 | 0.241 | 0.55
2024-01-04 08:00 | 0.453 | 0.113 | 0.428 | 0.697 | 0.42 | 0.1 | 0.414 | 0.076 | 0.453 | 0.006 | 0.352 | 0.697 | 0.36 | 0.111 | 0.362 | 0.017 | 0.4 | 0.494
2024-01-04 09:00 | 0.596 | 0.068 | 0.58 | 0.578 | 0.573 | 0.072 | 0.569 | 0.039 | 0.601 | 0.007 | 0.513 | 0.599 | 0.531 | 0.067 | 0.539 | 0.02 | 0.516 | 0.464
2024-01-04 10:00 | 0.699 | 0.04 | 0.678 | 0.479 | 0.674 | 0.073 | 0.662 | 0.02 | 0.696 | 0.014 | 0.626 | 0.536 | 0.646 | 0.046 | 0.668 | 0.136 | 0.606 | 0.498
2024-01-04 11:00 | 0.751 | 0.04 | 0.732 | 0.431 | 0.734 | 0.087 | 0.702 | 0.009 | 0.743 | 0.032 | 0.692 | 0.503 | 0.707 | 0.039 | 0.749 | 0.236 | 0.637 | 0.558
2024-01-04 12:00 | 0.757 | 0.062 | 0.74 | 0.428 | 0.738 | 0.093 | 0.7 | 0.001 | 0.743 | 0.052 | 0.714 | 0.491 | 0.719 | 0.034 | 0.783 | 0.318 | 0.665 | 0.615
2024-01-04 13:00 | 0.72 | 0.122 | 0.705 | 0.436 | 0.696 | 0.087 | 0.657 | 0 | 0.695 | 0.059 | 0.694 | 0.471 | 0.686 | 0.028 | 0.772 | 0.41 | 0.641 | 0.668
2024-01-04 14:00 | 0.641 | 0.237 | 0.624 | 0.437 | 0.605 | 0.075 | 0.565 | 0 | 0.599 | 0.057 | 0.633 | 0.454 | 0.6 | 0.02 | 0.715 | 0.404 | 0.55 | 0.719
2024-01-04 15:00 | 0.518 | 0.403 | 0.489 | 0.415 | 0.468 | 0.058 | 0.431 | 0 | 0.457 | 0.045 | 0.528 | 0.46 | 0.469 | 0.013 | 0.612 | 0.423 | 0.415 | 0.748
2024-01-04 16:00 | 0.352 | 0.511 | 0.319 | 0.388 | 0.296 | 0.046 | 0.256 | 0 | 0.279 | 0.035 | 0.38 | 0.497 | 0.301 | 0.009 | 0.462 | 0.454 | 0.247 | 0.75
2024-01-04 17:00 | 0.162 | 0.529 | 0.131 | 0.381 | 0.112 | 0.039 | 0.087 | 0.007 | 0.095 | 0.028 | 0.198 | 0.536 | 0.119 | 0.006 | 0.277 | 0.464 | 0.097 | 0.752
2024-01-04 18:00 | 0.032 | 0.535 | 0.027 | 0.376 | 0.016 | 0.039 | 0.01 | 0.079 | 0.012 | 0.035 | 0.031 | 0.538 | 0.022 | 0.003 | 0.089 | 0.413 | 0.006 | 0.737
2024-01-04 19:00 | 0 | 0.43 | 0 | 0.416 | 0 | 0.057 | 0 | 0.22 | 0 | 0.047 | 0.001 | 0.578 | 0 | 0.003 | 0.012 | 0.377 | 0 | 0.728
2024-01-04 20:00 | 0 | 0.205 | 0 | 0.407 | 0 | 0.084 | 0 | 0.236 | 0 | 0.05 | 0 | 0.721 | 0 | 0.012 | 0 | 0.363 | 0 | 0.778
2024-01-04 21:00 | 0 | 0.03 | 0 | 0.344 | 0 | 0.119 | 0 | 0.172 | 0 | 0.046 | 0 | 0.822 | 0 | 0.042 | 0 | 0.295 | 0 | 0.823
2024-01-04 22:00 | 0 | 0.001 | 0 | 0.299 | 0 | 0.155 | 0 | 0.11 | 0 | 0.06 | 0 | 0.809 | 0 | 0.086 | 0 | 0.289 | 0 | 0.829
2024-01-04 23:00 | 0 | 0.255 | 0 | 0.359 | 0 | 0.188 | 0 | 0.066 | 0 | 0.095 | 0 | 0.74 | 0 | 0.123 | 0 | 0.311 | 0 | 0.758
2024-01-05 | 0 | 0.732 | 0 | 0.467 | 0 | 0.227 | 0 | 0.044 | 0 | 0.14 | 0 | 0.668 | 0 | 0.142 | 0 | 0.3 | 0 | 0.672
2024-01-05 01:00 | 0 | 0.878 | 0 | 0.413 | 0 | 0.264 | 0 | 0.042 | 0 | 0.182 | 0 | 0.59 | 0 | 0.144 | 0 | 0.271 | 0 | 0.607
2024-01-05 02:00 | 0 | 0.863 | 0 | 0.277 | 0 | 0.281 | 0 | 0.053 | 0 | 0.196 | 0 | 0.503 | 0 | 0.138 | 0 | 0.229 | 0 | 0.469
2024-01-05 03:00 | 0 | 0.895 | 0 | 0.144 | 0 | 0.259 | 0 | 0.071 | 0 | 0.175 | 0 | 0.404 | 0 | 0.131 | 0 | 0.219 | 0 | 0.25
2024-01-05 04:00 | 0 | 0.914 | 0 | 0.064 | 0 | 0.206 | 0 | 0.089 | 0 | 0.119 | 0 | 0.313 | 0 | 0.132 | 0 | 0.237 | 0 | 0.216
2024-01-05 05:00 | 0.013 | 0.888 | 0.004 | 0.028 | 0.007 | 0.134 | 0.007 | 0.096 | 0.009 | 0.052 | 0 | 0.264 | 0.004 | 0.108 | 0 | 0.248 | 0.021 | 0.138
2024-01-05 06:00 | 0.08 | 0.888 | 0.031 | 0.003 | 0.071 | 0.106 | 0.067 | 0.071 | 0.075 | 0.034 | 0.026 | 0.155 | 0.047 | 0.096 | 0.043 | 0.264 | 0.116 | 0.093
2024-01-05 07:00 | 0.252 | 0.889 | 0.237 | 0.004 | 0.241 | 0.219 | 0.249 | 0.048 | 0.265 | 0.074 | 0.159 | 0.104 | 0.229 | 0.191 | 0.147 | 0.337 | 0.276 | 0.167
2024-01-05 08:00 | 0.443 | 0.918 | 0.433 | 0.038 | 0.389 | 0.432 | 0.436 | 0.019 | 0.454 | 0.128 | 0.363 | 0.045 | 0.402 | 0.305 | 0.329 | 0.329 | 0.433 | 0.396
2024-01-05 09:00 | 0.511 | 0.926 | 0.583 | 0.098 | 0.46 | 0.61 | 0.576 | 0.004 | 0.594 | 0.259 | 0.529 | 0.011 | 0.498 | 0.351 | 0.495 | 0.323 | 0.539 | 0.621
2024-01-05 10:00 | 0.553 | 0.927 | 0.685 | 0.185 | 0.536 | 0.578 | 0.666 | 0.002 | 0.607 | 0.42 | 0.645 | 0.012 | 0.591 | 0.281 | 0.63 | 0.317 | 0.607 | 0.713
2024-01-05 11:00 | 0.593 | 0.933 | 0.739 | 0.321 | 0.458 | 0.454 | 0.708 | 0.005 | 0.654 | 0.443 | 0.713 | 0.052 | 0.606 | 0.194 | 0.733 | 0.334 | 0.647 | 0.822
2024-01-05 12:00 | 0.745 | 0.926 | 0.749 | 0.464 | 0.404 | 0.332 | 0.706 | 0.008 | 0.64 | 0.401 | 0.736 | 0.145 | 0.611 | 0.148 | 0.781 | 0.425 | 0.668 | 0.899
2024-01-05 13:00 | 0.724 | 0.93 | 0.716 | 0.56 | 0.481 | 0.288 | 0.66 | 0.012 | 0.508 | 0.343 | 0.717 | 0.255 | 0.617 | 0.144 | 0.784 | 0.527 | 0.632 | 0.908
2024-01-05 14:00 | 0.663 | 0.945 | 0.637 | 0.6 | 0.547 | 0.259 | 0.554 | 0.019 | 0.398 | 0.278 | 0.655 | 0.341 | 0.541 | 0.138 | 0.735 | 0.581 | 0.543 | 0.894
2024-01-05 15:00 | 0.535 | 0.953 | 0.497 | 0.593 | 0.463 | 0.218 | 0.421 | 0.029 | 0.341 | 0.214 | 0.548 | 0.402 | 0.442 | 0.126 | 0.629 | 0.601 | 0.371 | 0.898
2024-01-05 16:00 | 0.35 | 0.951 | 0.316 | 0.58 | 0.303 | 0.158 | 0.251 | 0.036 | 0.258 | 0.152 | 0.395 | 0.432 | 0.292 | 0.101 | 0.472 | 0.624 | 0.187 | 0.875
2024-01-05 17:00 | 0.159 | 0.934 | 0.144 | 0.575 | 0.117 | 0.109 | 0.088 | 0.048 | 0.101 | 0.099 | 0.205 | 0.432 | 0.119 | 0.08 | 0.273 | 0.652 | 0.082 | 0.795
2024-01-05 18:00 | 0.043 | 0.869 | 0.021 | 0.532 | 0.019 | 0.092 | 0.009 | 0.063 | 0.012 | 0.032 | 0.025 | 0.414 | 0.023 | 0.058 | 0.097 | 0.652 | 0.009 | 0.648
2024-01-05 19:00 | 0 | 0.701 | 0 | 0.587 | 0 | 0.13 | 0 | 0.068 | 0 | 0.007 | 0.001 | 0.443 | 0 | 0.057 | 0.013 | 0.588 | 0 | 0.461
2024-01-05 20:00 | 0 | 0.484 | 0 | 0.682 | 0 | 0.152 | 0 | 0.049 | 0 | 0.015 | 0 | 0.544 | 0 | 0.088 | 0 | 0.479 | 0 | 0.379
2024-01-05 21:00 | 0 | 0.335 | 0 | 0.766 | 0 | 0.14 | 0 | 0.033 | 0 | 0.059 | 0 | 0.627 | 0 | 0.107 | 0 | 0.447 | 0 | 0.344
2024-01-05 22:00 | 0 | 0.276 | 0 | 0.788 | 0 | 0.107 | 0 | 0.031 | 0 | 0.11 | 0 | 0.708 | 0 | 0.09 | 0 | 0.422 | 0 | 0.311
2024-01-05 23:00 | 0 | 0.27 | 0 | 0.751 | 0 | 0.047 | 0 | 0.047 | 0 | 0.14 | 0 | 0.8 | 0 | 0.041 | 0 | 0.413 | 0 | 0.309
2024-01-06 | 0 | 0.293 | 0 | 0.668 | 0 | 0.006 | 0 | 0.071 | 0 | 0.174 | 0 | 0.811 | 0 | 0.023 | 0 | 0.43 | 0 | 0.33
2024-01-06 01:00 | 0 | 0.323 | 0 | 0.604 | 0 | 0.001 | 0 | 0.098 | 0 | 0.233 | 0 | 0.719 | 0 | 0.024 | 0 | 0.466 | 0 | 0.353
2024-01-06 02:00 | 0 | 0.341 | 0 | 0.526 | 0 | 0.018 | 0 | 0.121 | 0 | 0.255 | 0 | 0.649 | 0 | 0.05 | 0 | 0.471 | 0 | 0.4
2024-01-06 03:00 | 0 | 0.331 | 0 | 0.433 | 0 | 0.073 | 0 | 0.186 | 0 | 0.239 | 0 | 0.619 | 0 | 0.107 | 0 | 0.458 | 0 | 0.469
2024-01-06 04:00 | 0 | 0.298 | 0 | 0.352 | 0 | 0.119 | 0 | 0.242 | 0 | 0.21 | 0 | 0.617 | 0 | 0.186 | 0 | 0.441 | 0 | 0.502
2024-01-06 05:00 | 0.008 | 0.272 | 0.004 | 0.274 | 0.005 | 0.156 | 0.007 | 0.26 | 0.009 | 0.209 | 0 | 0.627 | 0.004 | 0.25 | 0 | 0.369 | 0.02 | 0.432
2024-01-06 06:00 | 0.071 | 0.301 | 0.028 | 0.126 | 0.047 | 0.126 | 0.069 | 0.343 | 0.072 | 0.147 | 0.022 | 0.476 | 0.038 | 0.167 | 0.028 | 0.264 | 0.106 | 0.464
2024-01-06 07:00 | 0.177 | 0.3 | 0.242 | 0.101 | 0.247 | 0.142 | 0.24 | 0.311 | 0.258 | 0.154 | 0.16 | 0.434 | 0.228 | 0.103 | 0.155 | 0.264 | 0.298 | 0.574
2024-01-06 08:00 | 0.322 | 0.24 | 0.444 | 0.015 | 0.44 | 0.09 | 0.42 | 0.162 | 0.446 | 0.13 | 0.368 | 0.255 | 0.419 | 0.028 | 0.37 | 0.231 | 0.474 | 0.595
2024-01-06 09:00 | 0.504 | 0.161 | 0.599 | 0 | 0.592 | 0.041 | 0.569 | 0.06 | 0.591 | 0.112 | 0.534 | 0.071 | 0.567 | 0.009 | 0.552 | 0.212 | 0.606 | 0.576
2024-01-06 10:00 | 0.648 | 0.098 | 0.701 | 0 | 0.692 | 0.035 | 0.665 | 0.015 | 0.687 | 0.111 | 0.649 | 0.038 | 0.665 | 0.016 | 0.683 | 0.205 | 0.677 | 0.526
2024-01-06 11:00 | 0.727 | 0.063 | 0.753 | 0 | 0.74 | 0.05 | 0.706 | 0.003 | 0.732 | 0.113 | 0.715 | 0.037 | 0.714 | 0.032 | 0.764 | 0.201 | 0.714 | 0.482
2024-01-06 12:00 | 0.752 | 0.06 | 0.76 | 0 | 0.741 | 0.06 | 0.686 | 0.001 | 0.73 | 0.103 | 0.736 | 0.048 | 0.717 | 0.04 | 0.797 | 0.202 | 0.716 | 0.461
2024-01-06 13:00 | 0.722 | 0.083 | 0.723 | 0.001 | 0.698 | 0.063 | 0.6 | 0 | 0.682 | 0.084 | 0.715 | 0.075 | 0.67 | 0.036 | 0.782 | 0.22 | 0.637 | 0.468
2024-01-06 14:00 | 0.643 | 0.118 | 0.642 | 0.004 | 0.612 | 0.058 | 0.489 | 0 | 0.583 | 0.058 | 0.651 | 0.127 | 0.589 | 0.029 | 0.715 | 0.272 | 0.498 | 0.472
2024-01-06 15:00 | 0.515 | 0.164 | 0.516 | 0.008 | 0.474 | 0.038 | 0.366 | 0 | 0.448 | 0.034 | 0.543 | 0.213 | 0.452 | 0.016 | 0.607 | 0.379 | 0.382 | 0.447
2024-01-06 16:00 | 0.345 | 0.203 | 0.345 | 0.013 | 0.299 | 0.016 | 0.206 | 0 | 0.277 | 0.015 | 0.389 | 0.317 | 0.29 | 0.003 | 0.459 | 0.51 | 0.264 | 0.402
2024-01-06 17:00 | 0.165 | 0.213 | 0.146 | 0.02 | 0.109 | 0.003 | 0.077 | 0.029 | 0.098 | 0.005 | 0.202 | 0.401 | 0.116 | 0 | 0.276 | 0.658 | 0.104 | 0.362
2024-01-06 18:00 | 0.043 | 0.199 | 0.02 | 0.041 | 0.014 | 0.001 | 0.006 | 0.151 | 0.013 | 0 | 0.028 | 0.452 | 0.02 | 0.001 | 0.089 | 0.737 | 0.015 | 0.299
2024-01-06 19:00 | 0 | 0.156 | 0 | 0.098 | 0 | 0.001 | 0 | 0.297 | 0 | 0 | 0.001 | 0.502 | 0 | 0.034 | 0.012 | 0.704 | 0 | 0.243
2024-01-06 20:00 | 0 | 0.111 | 0 | 0.181 | 0 | 0 | 0 | 0.402 | 0 | 0.039 | 0 | 0.568 | 0 | 0.068 | 0 | 0.605 | 0 | 0.206
2024-01-06 21:00 | 0 | 0.1 | 0 | 0.294 | 0 | 0.001 | 0 | 0.556 | 0 | 0.196 | 0 | 0.618 | 0 | 0.084 | 0 | 0.621 | 0 | 0.173
2024-01-06 22:00 | 0 | 0.109 | 0 | 0.386 | 0 | 0.011 | 0 | 0.599 | 0 | 0.296 | 0 | 0.677 | 0 | 0.093 | 0 | 0.55 | 0 | 0.143
2024-01-06 23:00 | 0 | 0.135 | 0 | 0.425 | 0 | 0.096 | 0 | 0.538 | 0 | 0.251 | 0 | 0.692 | 0 | 0.167 | 0 | 0.481 | 0 | 0.111
2024-01-07 | 0 | 0.16 | 0 | 0.413 | 0 | 0.313 | 0 | 0.456 | 0 | 0.202 | 0 | 0.682 | 0 | 0.36 | 0 | 0.445 | 0 | 0.067
2024-01-07 01:00 | 0 | 0.174 | 0 | 0.432 | 0 | 0.395 | 0 | 0.396 | 0 | 0.21 | 0 | 0.684 | 0 | 0.525 | 0 | 0.419 | 0 | 0.03
2024-01-07 02:00 | 0 | 0.183 | 0 | 0.544 | 0 | 0.347 | 0 | 0.345 | 0 | 0.205 | 0 | 0.676 | 0 | 0.509 | 0 | 0.398 | 0 | 0.01
2024-01-07 03:00 | 0 | 0.194 | 0 | 0.659 | 0 | 0.343 | 0 | 0.28 | 0 | 0.192 | 0 | 0.637 | 0 | 0.478 | 0 | 0.388 | 0 | 0.005
2024-01-07 04:00 | 0 | 0.21 | 0 | 0.676 | 0 | 0.31 | 0 | 0.243 | 0 | 0.18 | 0 | 0.59 | 0 | 0.407 | 0 | 0.39 | 0 | 0.005
2024-01-07 05:00 | 0.014 | 0.213 | 0.006 | 0.603 | 0.006 | 0.261 | 0.007 | 0.239 | 0.009 | 0.152 | 0 | 0.544 | 0.004 | 0.355 | 0 | 0.379 | 0.02 | 0.008
2024-01-07 06:00 | 0.097 | 0.22 | 0.051 | 0.772 | 0.081 | 0.337 | 0.078 | 0.3 | 0.084 | 0.118 | 0.025 | 0.352 | 0.074 | 0.41 | 0.029 | 0.301 | 0.104 | 0.002
2024-01-07 07:00 | 0.208 | 0.342 | 0.243 | 0.795 | 0.225 | 0.279 | 0.242 | 0.207 | 0.238 | 0.035 | 0.159 | 0.118 | 0.225 | 0.311 | 0.153 | 0.272 | 0.296 | 0
2024-01-07 08:00 | 0.28 | 0.386 | 0.435 | 0.675 | 0.394 | 0.156 | 0.424 | 0.088 | 0.394 | 0.004 | 0.362 | 0.062 | 0.398 | 0.182 | 0.367 | 0.203 | 0.481 | 0
2024-01-07 09:00 | 0.331 | 0.39 | 0.581 | 0.535 | 0.527 | 0.098 | 0.561 | 0.014 | 0.57 | 0.006 | 0.524 | 0.009 | 0.533 | 0.112 | 0.548 | 0.171 | 0.626 | 0
2024-01-07 10:00 | 0.363 | 0.367 | 0.653 | 0.41 | 0.662 | 0.075 | 0.653 | 0 | 0.692 | 0.022 | 0.639 | 0 | 0.626 | 0.071 | 0.682 | 0.208 | 0.72 | 0.009
2024-01-07 11:00 | 0.37 | 0.328 | 0.603 | 0.342 | 0.704 | 0.064 | 0.691 | 0 | 0.737 | 0.035 | 0.707 | 0 | 0.597 | 0.057 | 0.766 | 0.291 | 0.763 | 0.093
2024-01-07 12:00 | 0.349 | 0.321 | 0.49 | 0.312 | 0.663 | 0.064 | 0.65 | 0 | 0.734 | 0.032 | 0.728 | 0.02 | 0.474 | 0.053 | 0.802 | 0.343 | 0.761 | 0.193
2024-01-07 13:00 | 0.306 | 0.373 | 0.375 | 0.279 | 0.489 | 0.078 | 0.605 | 0 | 0.679 | 0.028 | 0.708 | 0.087 | 0.372 | 0.051 | 0.791 | 0.371 | 0.712 | 0.249
2024-01-07 14:00 | 0.255 | 0.447 | 0.289 | 0.248 | 0.311 | 0.097 | 0.49 | 0 | 0.558 | 0.034 | 0.645 | 0.22 | 0.278 | 0.048 | 0.732 | 0.379 | 0.614 | 0.272
2024-01-07 15:00 | 0.213 | 0.488 | 0.199 | 0.237 | 0.208 | 0.122 | 0.327 | 0 | 0.38 | 0.048 | 0.538 | 0.388 | 0.215 | 0.038 | 0.625 | 0.372 | 0.468 | 0.277
2024-01-07 16:00 | 0.157 | 0.488 | 0.121 | 0.241 | 0.127 | 0.136 | 0.176 | 0 | 0.182 | 0.072 | 0.368 | 0.506 | 0.158 | 0.01 | 0.47 | 0.367 | 0.282 | 0.272
2024-01-07 17:00 | 0.096 | 0.519 | 0.059 | 0.288 | 0.055 | 0.131 | 0.075 | 0 | 0.075 | 0.112 | 0.19 | 0.547 | 0.078 | 0.001 | 0.279 | 0.389 | 0.101 | 0.278
2024-01-07 18:00 | 0.032 | 0.527 | 0.013 | 0.419 | 0.007 | 0.127 | 0.005 | 0.003 | 0.006 | 0.167 | 0.048 | 0.525 | 0.015 | 0.009 | 0.09 | 0.431 | 0.014 | 0.278
2024-01-07 19:00 | 0 | 0.494 | 0 | 0.583 | 0 | 0.058 | 0 | 0.019 | 0 | 0.185 | 0 | 0.501 | 0 | 0.068 | 0.011 | 0.449 | 0 | 0.255
2024-01-07 20:00 | 0 | 0.464 | 0 | 0.592 | 0 | 0.024 | 0 | 0.045 | 0 | 0.085 | 0 | 0.577 | 0 | 0.124 | 0 | 0.413 | 0 | 0.245
2024-01-07 21:00 | 0 | 0.498 | 0 | 0.483 | 0 | 0.105 | 0 | 0.068 | 0 | 0.013 | 0 | 0.71 | 0 | 0.184 | 0 | 0.386 | 0 | 0.247
2024-01-07 22:00 | 0 | 0.484 | 0 | 0.615 | 0 | 0.235 | 0 | 0.084 | 0 | 0.097 | 0 | 0.751 | 0 | 0.16 | 0 | 0.358 | 0 | 0.252
2024-01-07 23:00 | 0 | 0.334 | 0 | 0.501 | 0 | 0.241 | 0 | 0.09 | 0 | 0.214 | 0 | 0.653 | 0 | 0.065 | 0 | 0.298 | 0 | 0.252
2024-01-08 | 0 | 0.216 | 0 | 0.16 | 0 | 0.131 | 0 | 0.113 | 0 | 0.179 | 0 | 0.467 | 0 | 0.012 | 0 | 0.274 | 0 | 0.264
2024-01-08 01:00 | 0 | 0.138 | 0 | 0.037 | 0 | 0.082 | 0 | 0.109 | 0 | 0.107 | 0 | 0.337 | 0 | 0.054 | 0 | 0.253 | 0 | 0.278
2024-01-08 02:00 | 0 | 0.067 | 0 | 0.043 | 0 | 0.108 | 0 | 0.074 | 0 | 0.085 | 0 | 0.323 | 0 | 0.097 | 0 | 0.217 | 0 | 0.286
2024-01-08 03:00 | 0 | 0.032 | 0 | 0.108 | 0 | 0.118 | 0 | 0.032 | 0 | 0.095 | 0 | 0.348 | 0 | 0.086 | 0 | 0.199 | 0 | 0.283
2024-01-08 04:00 | 0 | 0.006 | 0 | 0.151 | 0 | 0.107 | 0 | 0.017 | 0 | 0.099 | 0 | 0.351 | 0 | 0.07 | 0 | 0.179 | 0 | 0.252
2024-01-08 05:00 | 0.009 | 0 | 0.003 | 0.116 | 0.006 | 0.117 | 0.007 | 0.018 | 0.008 | 0.096 | 0 | 0.331 | 0.004 | 0.075 | 0 | 0.156 | 0.021 | 0.214
2024-01-08 06:00 | 0.077 | 0.009 | 0.054 | 0.088 | 0.06 | 0.078 | 0.069 | 0.026 | 0.076 | 0.082 | 0.035 | 0.323 | 0.042 | 0.038 | 0.041 | 0.128 | 0.106 | 0.167
2024-01-08 07:00 | 0.205 | 0.039 | 0.125 | 0.113 | 0.248 | 0.108 | 0.236 | 0.023 | 0.249 | 0.077 | 0.155 | 0.299 | 0.23 | 0.086 | 0.153 | 0.114 | 0.233 | 0.133
2024-01-08 08:00 | 0.376 | 0.064 | 0.197 | 0.284 | 0.446 | 0.153 | 0.417 | 0.041 | 0.452 | 0.079 | 0.348 | 0.182 | 0.421 | 0.183 | 0.339 | 0.102 | 0.4 | 0.136
2024-01-08 09:00 | 0.525 | 0.075 | 0.318 | 0.377 | 0.595 | 0.233 | 0.568 | 0.069 | 0.601 | 0.133 | 0.52 | 0.067 | 0.557 | 0.249 | 0.508 | 0.114 | 0.558 | 0.105
2024-01-08 10:00 | 0.639 | 0.086 | 0.462 | 0.281 | 0.681 | 0.364 | 0.664 | 0.095 | 0.695 | 0.238 | 0.644 | 0.001 | 0.634 | 0.328 | 0.637 | 0.157 | 0.659 | 0.118
2024-01-08 11:00 | 0.723 | 0.119 | 0.539 | 0.172 | 0.699 | 0.479 | 0.707 | 0.115 | 0.729 | 0.368 | 0.709 | 0.03 | 0.666 | 0.407 | 0.707 | 0.242 | 0.7 | 0.138
2024-01-08 12:00 | 0.747 | 0.179 | 0.563 | 0.14 | 0.665 | 0.553 | 0.696 | 0.13 | 0.713 | 0.457 | 0.731 | 0.162 | 0.659 | 0.479 | 0.731 | 0.335 | 0.669 | 0.174
2024-01-08 13:00 | 0.713 | 0.241 | 0.562 | 0.164 | 0.606 | 0.581 | 0.625 | 0.148 | 0.642 | 0.503 | 0.711 | 0.291 | 0.622 | 0.483 | 0.718 | 0.422 | 0.587 | 0.185
2024-01-08 14:00 | 0.631 | 0.296 | 0.525 | 0.22 | 0.52 | 0.548 | 0.525 | 0.155 | 0.534 | 0.516 | 0.648 | 0.391 | 0.555 | 0.421 | 0.661 | 0.523 | 0.447 | 0.167
2024-01-08 15:00 | 0.511 | 0.311 | 0.441 | 0.286 | 0.41 | 0.47 | 0.384 | 0.138 | 0.406 | 0.48 | 0.542 | 0.444 | 0.446 | 0.331 | 0.552 | 0.645 | 0.275 | 0.119
2024-01-08 16:00 | 0.348 | 0.282 | 0.314 | 0.311 | 0.278 | 0.359 | 0.241 | 0.094 | 0.258 | 0.395 | 0.39 | 0.453 | 0.288 | 0.205 | 0.408 | 0.752 | 0.123 | 0.067
2024-01-08 17:00 | 0.166 | 0.251 | 0.153 | 0.266 | 0.116 | 0.175 | 0.092 | 0.043 | 0.102 | 0.248 | 0.204 | 0.441 | 0.12 | 0.073 | 0.23 | 0.806 | 0.031 | 0.038
2024-01-08 18:00 | 0.041 | 0.216 | 0.036 | 0.14 | 0.018 | 0.05 | 0.01 | 0.007 | 0.013 | 0.11 | 0.032 | 0.422 | 0.022 | 0.009 | 0.095 | 0.823 | 0.002 | 0.014
2024-01-08 19:00 | 0 | 0.158 | 0 | 0.122 | 0 | 0.003 | 0 | 0 | 0 | 0.054 | 0.001 | 0.48 | 0 | 0 | 0.011 | 0.809 | 0 | 0.007
2024-01-08 20:00 | 0 | 0.093 | 0 | 0.25 | 0 | 0 | 0 | 0 | 0 | 0.045 | 0 | 0.622 | 0 | 0.001 | 0 | 0.752 | 0 | 0.027
2024-01-08 21:00 | 0 | 0.056 | 0 | 0.438 | 0 | 0.004 | 0 | 0 | 0 | 0.072 | 0 | 0.685 | 0 | 0.028 | 0 | 0.684 | 0 | 0.051
2024-01-08 22:00 | 0 | 0.033 | 0 | 0.489 | 0 | 0.037 | 0 | 0.001 | 0 | 0.087 | 0 | 0.75 | 0 | 0.064 | 0 | 0.618 | 0 | 0.019
2024-01-08 23:00 | 0 | 0.017 | 0 | 0.476 | 0 | 0.035 | 0 | 0.01 | 0 | 0.076 | 0 | 0.684 | 0 | 0.022 | 0 | 0.532 | 0 | 0
2024-01-09 | 0 | 0.019 | 0 | 0.413 | 0 | 0.006 | 0 | 0.031 | 0 | 0.045 | 0 | 0.538 | 0 | 0 | 0 | 0.459 | 0 | 0.001
2024-01-09 01:00 | 0 | 0.039 | 0 | 0.293 | 0 | 0 | 0 | 0.046 | 0 | 0.022 | 0 | 0.403 | 0 | 0 | 0 | 0.391 | 0 | 0.015
2024-01-09 02:00 | 0 | 0.064 | 0 | 0.2 | 0 | 0 | 0 | 0.052 | 0 | 0.015 | 0 | 0.341 | 0 | 0.014 | 0 | 0.331 | 0 | 0.039
2024-01-09 03:00 | 0 | 0.081 | 0 | 0.194 | 0 | 0 | 0 | 0.068 | 0 | 0.019 | 0 | 0.266 | 0 | 0.026 | 0 | 0.308 | 0 | 0.056
2024-01-09 04:00 | 0 | 0.089 | 0 | 0.259 | 0 | 0 | 0 | 0.101 | 0 | 0.026 | 0 | 0.178 | 0 | 0.017 | 0 | 0.276 | 0 | 0.058
2024-01-09 05:00 | 0.01 | 0.089 | 0.004 | 0.334 | 0.005 | 0 | 0.006 | 0.097 | 0.008 | 0.021 | 0 | 0.108 | 0.003 | 0.003 | 0 | 0.233 | 0.02 | 0.043
2024-01-09 06:00 | 0.085 | 0.1 | 0.037 | 0.355 | 0.068 | 0 | 0.052 | 0.037 | 0.073 | 0.006 | 0.028 | 0.087 | 0.061 | 0 | 0.031 | 0.166 | 0.106 | 0.026
2024-01-09 07:00 | 0.227 | 0.182 | 0.236 | 0.547 | 0.227 | 0.001 | 0.24 | 0.017 | 0.248 | 0.002 | 0.16 | 0.048 | 0.216 | 0 | 0.115 | 0.139 | 0.249 | 0.034
2024-01-09 08:00 | 0.379 | 0.259 | 0.426 | 0.507 | 0.41 | 0.006 | 0.423 | 0.009 | 0.439 | 0.011 | 0.368 | 0.008 | 0.392 | 0.007 | 0.236 | 0.117 | 0.383 | 0.037
2024-01-09 09:00 | 0.498 | 0.311 | 0.57 | 0.483 | 0.562 | 0.007 | 0.565 | 0.006 | 0.583 | 0.031 | 0.536 | 0 | 0.55 | 0.01 | 0.424 | 0.112 | 0.547 | 0.039
2024-01-09 10:00 | 0.657 | 0.322 | 0.675 | 0.519 | 0.672 | 0.006 | 0.656 | 0.003 | 0.68 | 0.035 | 0.65 | 0.039 | 0.659 | 0.012 | 0.641 | 0.118 | 0.65 | 0.053
2024-01-09 11:00 | 0.669 | 0.349 | 0.733 | 0.565 | 0.729 | 0.014 | 0.698 | 0.002 | 0.722 | 0.034 | 0.718 | 0.1 | 0.714 | 0.02 | 0.76 | 0.133 | 0.728 | 0.074
2024-01-09 12:00 | 0.662 | 0.51 | 0.74 | 0.59 | 0.742 | 0.028 | 0.694 | 0.002 | 0.734 | 0.03 | 0.74 | 0.175 | 0.724 | 0.027 | 0.794 | 0.171 | 0.728 | 0.105
2024-01-09 13:00 | 0.664 | 0.752 | 0.704 | 0.617 | 0.701 | 0.037 | 0.65 | 0.001 | 0.69 | 0.022 | 0.719 | 0.261 | 0.685 | 0.026 | 0.776 | 0.251 | 0.688 | 0.156
2024-01-09 14:00 | 0.538 | 0.88 | 0.624 | 0.651 | 0.613 | 0.045 | 0.561 | 0 | 0.601 | 0.013 | 0.655 | 0.37 | 0.601 | 0.024 | 0.729 | 0.362 | 0.583 | 0.227
2024-01-09 15:00 | 0.341 | 0.913 | 0.496 | 0.662 | 0.479 | 0.054 | 0.432 | 0 | 0.462 | 0.007 | 0.546 | 0.51 | 0.473 | 0.022 | 0.631 | 0.393 | 0.449 | 0.309
2024-01-09 16:00 | 0.174 | 0.898 | 0.306 | 0.637 | 0.302 | 0.064 | 0.26 | 0 | 0.285 | 0.003 | 0.394 | 0.634 | 0.305 | 0.018 | 0.481 | 0.391 | 0.277 | 0.376
2024-01-09 17:00 | 0.08 | 0.855 | 0.14 | 0.599 | 0.113 | 0.075 | 0.086 | 0 | 0.098 | 0.004 | 0.207 | 0.698 | 0.119 | 0.013 | 0.29 | 0.407 | 0.105 | 0.431
2024-01-09 18:00 | 0.02 | 0.777 | 0.031 | 0.507 | 0.014 | 0.083 | 0.009 | 0.005 | 0.012 | 0.008 | 0.032 | 0.711 | 0.019 | 0.008 | 0.097 | 0.369 | 0.014 | 0.463
2024-01-09 19:00 | 0 | 0.635 | 0 | 0.473 | 0 | 0.083 | 0 | 0.093 | 0 | 0.018 | 0.001 | 0.703 | 0 | 0.006 | 0.012 | 0.304 | 0 | 0.491
2024-01-09 20:00 | 0 | 0.514 | 0 | 0.447 | 0 | 0.073 | 0 | 0.262 | 0 | 0.03 | 0 | 0.743 | 0 | 0.013 | 0 | 0.193 | 0 | 0.564
2024-01-09 21:00 | 0 | 0.398 | 0 | 0.498 | 0 | 0.078 | 0 | 0.485 | 0 | 0.071 | 0 | 0.75 | 0 | 0.034 | 0 | 0.1 | 0 | 0.646
2024-01-09 22:00 | 0 | 0.252 | 0 | 0.644 | 0 | 0.127 | 0 | 0.535 | 0 | 0.183 | 0 | 0.681 | 0 | 0.082 | 0 | 0.03 | 0 | 0.665
2024-01-09 23:00 | 0 | 0.113 | 0 | 0.668 | 0 | 0.244 | 0 | 0.46 | 0 | 0.349 | 0 | 0.547 | 0 | 0.146 | 0 | 0.013 | 0 | 0.625
2024-01-10 | 0 | 0.052 | 0 | 0.64 | 0 | 0.402 | 0 | 0.325 | 0 | 0.464 | 0 | 0.448 | 0 | 0.18 | 0 | 0.03 | 0 | 0.55
2024-01-10 01:00 | 0 | 0.013 | 0 | 0.484 | 0 | 0.516 | 0 | 0.231 | 0 | 0.454 | 0 | 0.448 | 0 | 0.177 | 0 | 0.047 | 0 | 0.488
2024-01-10 02:00 | 0 | 0.001 | 0 | 0.218 | 0 | 0.538 | 0 | 0.21 | 0 | 0.379 | 0 | 0.439 | 0 | 0.174 | 0 | 0.024 | 0 | 0.506
2024-01-10 03:00 | 0 | 0.014 | 0 | 0.035 | 0 | 0.502 | 0 | 0.206 | 0 | 0.31 | 0 | 0.341 | 0 | 0.184 | 0 | 0.019 | 0 | 0.593
2024-01-10 04:00 | 0 | 0.138 | 0 | 0.001 | 0 | 0.467 | 0 | 0.185 | 0 | 0.289 | 0 | 0.246 | 0 | 0.22 | 0 | 0.045 | 0 | 0.684
2024-01-10 05:00 | 0.007 | 0.272 | 0.004 | 0 | 0.006 | 0.426 | 0.006 | 0.131 | 0.008 | 0.274 | 0 | 0.215 | 0.003 | 0.253 | 0 | 0.038 | 0.02 | 0.686
2024-01-10 06:00 | 0.068 | 0.448 | 0.031 | 0 | 0.057 | 0.42 | 0.077 | 0.191 | 0.075 | 0.283 | 0.025 | 0.247 | 0.043 | 0.216 | 0.026 | 0.051 | 0.106 | 0.65
2024-01-10 07:00 | 0.198 | 0.638 | 0.232 | 0.024 | 0.241 | 0.554 | 0.236 | 0.187 | 0.237 | 0.42 | 0.161 | 0.149 | 0.224 | 0.332 | 0.133 | 0.102 | 0.287 | 0.591
2024-01-10 08:00 | 0.371 | 0.74 | 0.431 | 0.164 | 0.427 | 0.595 | 0.415 | 0.098 | 0.427 | 0.441 | 0.379 | 0.052 | 0.413 | 0.429 | 0.286 | 0.176 | 0.458 | 0.493
2024-01-10 09:00 | 0.54 | 0.801 | 0.591 | 0.381 | 0.545 | 0.568 | 0.527 | 0.033 | 0.541 | 0.377 | 0.553 | 0.05 | 0.526 | 0.406 | 0.5 | 0.289 | 0.591 | 0.346
2024-01-10 10:00 | 0.61 | 0.862 | 0.7 | 0.587 | 0.636 | 0.556 | 0.612 | 0.006 | 0.608 | 0.32 | 0.674 | 0.109 | 0.618 | 0.407 | 0.637 | 0.43 | 0.688 | 0.199
2024-01-10 11:00 | 0.64 | 0.877 | 0.758 | 0.692 | 0.676 | 0.531 | 0.639 | 0.001 | 0.647 | 0.298 | 0.744 | 0.22 | 0.658 | 0.395 | 0.728 | 0.523 | 0.732 | 0.096
2024-01-10 12:00 | 0.588 | 0.834 | 0.767 | 0.762 | 0.694 | 0.485 | 0.617 | 0 | 0.634 | 0.289 | 0.766 | 0.358 | 0.683 | 0.349 | 0.758 | 0.602 | 0.732 | 0.157
2024-01-10 13:00 | 0.5 | 0.774 | 0.731 | 0.816 | 0.667 | 0.44 | 0.549 | 0 | 0.601 | 0.275 | 0.745 | 0.476 | 0.665 | 0.285 | 0.633 | 0.628 | 0.686 | 0.256
2024-01-10 14:00 | 0.581 | 0.722 | 0.65 | 0.827 | 0.592 | 0.386 | 0.423 | 0 | 0.54 | 0.249 | 0.678 | 0.533 | 0.596 | 0.219 | 0.583 | 0.646 | 0.586 | 0.272
2024-01-10 15:00 | 0.485 | 0.71 | 0.522 | 0.779 | 0.46 | 0.315 | 0.293 | 0 | 0.426 | 0.205 | 0.567 | 0.551 | 0.473 | 0.16 | 0.594 | 0.671 | 0.439 | 0.432
2024-01-10 16:00 | 0.33 | 0.726 | 0.35 | 0.737 | 0.3 | 0.241 | 0.19 | 0 | 0.272 | 0.154 | 0.409 | 0.54 | 0.305 | 0.11 | 0.458 | 0.647 | 0.253 | 0.583
2024-01-10 17:00 | 0.169 | 0.658 | 0.15 | 0.752 | 0.114 | 0.134 | 0.081 | 0.001 | 0.102 | 0.083 | 0.214 | 0.501 | 0.119 | 0.046 | 0.27 | 0.598 | 0.097 | 0.642
2024-01-10 18:00 | 0.042 | 0.557 | 0.019 | 0.703 | 0.014 | 0.061 | 0.009 | 0.009 | 0.012 | 0.024 | 0.029 | 0.436 | 0.018 | 0.009 | 0.101 | 0.538 | 0.011 | 0.595
2024-01-10 19:00 | 0 | 0.294 | 0 | 0.658 | 0 | 0.038 | 0 | 0.044 | 0 | 0.002 | 0 | 0.398 | 0 | 0.009 | 0.011 | 0.425 | 0 | 0.566
2024-01-10 20:00 | 0 | 0.085 | 0 | 0.586 | 0 | 0.041 | 0 | 0.067 | 0 | 0 | 0 | 0.401 | 0 | 0.029 | 0 | 0.294 | 0 | 0.644
2024-01-10 21:00 | 0 | 0.032 | 0 | 0.503 | 0 | 0.046 | 0 | 0.069 | 0 | 0 | 0 | 0.376 | 0 | 0.043 | 0 | 0.225 | 0 | 0.731
2024-01-10 22:00 | 0 | 0.022 | 0 | 0.434 | 0 | 0.037 | 0 | 0.062 | 0 | 0.004 | 0 | 0.334 | 0 | 0.03 | 0 | 0.195 | 0 | 0.799
2024-01-10 23:00 | 0 | 0.027 | 0 | 0.328 | 0 | 0.035 | 0 | 0.082 | 0 | 0.032 | 0 | 0.325 | 0 | 0.008 | 0 | 0.188 | 0 | 0.772
2024-01-11 | 0 | 0.049 | 0 | 0.198 | 0 | 0.046 | 0 | 0.122 | 0 | 0.089 | 0 | 0.359 | 0 | 0.001 | 0 | 0.191 | 0 | 0.697
2024-01-11 01:00 | 0 | 0.068 | 0 | 0.085 | 0 | 0.062 | 0 | 0.166 | 0 | 0.131 | 0 | 0.366 | 0 | 0 | 0 | 0.22 | 0 | 0.591
2024-01-11 02:00 | 0 | 0.076 | 0 | 0.017 | 0 | 0.075 | 0 | 0.201 | 0 | 0.139 | 0 | 0.344 | 0 | 0 | 0 | 0.255 | 0 | 0.47
2024-01-11 03:00 | 0 | 0.071 | 0 | 0.001 | 0 | 0.091 | 0 | 0.216 | 0 | 0.119 | 0 | 0.305 | 0 | 0.002 | 0 | 0.308 | 0 | 0.388
2024-01-11 04:00 | 0 | 0.061 | 0 | 0.002 | 0 | 0.126 | 0 | 0.201 | 0 | 0.096 | 0 | 0.241 | 0 | 0.022 | 0 | 0.395 | 0 | 0.318
2024-01-11 05:00 | 0.01 | 0.054 | 0.003 | 0.008 | 0.005 | 0.142 | 0.006 | 0.142 | 0.007 | 0.074 | 0 | 0.14 | 0.003 | 0.055 | 0 | 0.503 | 0.019 | 0.243
2024-01-11 06:00 | 0.075 | 0.021 | 0.026 | 0.01 | 0.048 | 0.086 | 0.051 | 0.057 | 0.054 | 0.039 | 0.022 | 0.03 | 0.042 | 0.041 | 0.042 | 0.664 | 0.103 | 0.192
2024-01-11 07:00 | 0.224 | 0.011 | 0.24 | 0.011 | 0.24 | 0.264 | 0.244 | 0.037 | 0.253 | 0.154 | 0.161 | 0 | 0.224 | 0.142 | 0.148 | 0.87 | 0.281 | 0.13
2024-01-11 08:00 | 0.386 | 0.014 | 0.444 | 0.155 | 0.433 | 0.429 | 0.419 | 0.003 | 0.443 | 0.174 | 0.375 | 0.002 | 0.412 | 0.316 | 0.267 | 0.949 | 0.462 | 0.055
2024-01-11 09:00 | 0.566 | 0.009 | 0.6 | 0.395 | 0.584 | 0.447 | 0.554 | 0.003 | 0.588 | 0.171 | 0.543 | 0.137 | 0.555 | 0.343 | 0.391 | 0.98 | 0.605 | 0.006
2024-01-11 10:00 | 0.695 | 0.003 | 0.703 | 0.614 | 0.676 | 0.458 | 0.637 | 0.007 | 0.66 | 0.192 | 0.66 | 0.32 | 0.649 | 0.343 | 0.546 | 0.99 | 0.702 | 0.003
2024-01-11 11:00 | 0.746 | 0 | 0.757 | 0.729 | 0.724 | 0.481 | 0.668 | 0.012 | 0.706 | 0.233 | 0.728 | 0.53 | 0.7 | 0.359 | 0.748 | 0.991 | 0.746 | 0.001
2024-01-11 12:00 | 0.752 | 0 | 0.765 | 0.773 | 0.727 | 0.519 | 0.671 | 0.017 | 0.709 | 0.278 | 0.75 | 0.678 | 0.707 | 0.385 | 0.792 | 0.984 | 0.743 | 0.042
2024-01-11 13:00 | 0.716 | 0.126 | 0.73 | 0.786 | 0.688 | 0.542 | 0.631 | 0.021 | 0.669 | 0.316 | 0.728 | 0.765 | 0.672 | 0.396 | 0.749 | 0.968 | 0.695 | 0.227
2024-01-11 14:00 | 0.637 | 0.3 | 0.649 | 0.772 | 0.607 | 0.55 | 0.53 | 0.026 | 0.579 | 0.352 | 0.664 | 0.812 | 0.595 | 0.398 | 0.645 | 0.945 | 0.599 | 0.343
2024-01-11 15:00 | 0.517 | 0.51 | 0.522 | 0.754 | 0.477 | 0.539 | 0.369 | 0.022 | 0.446 | 0.376 | 0.554 | 0.82 | 0.463 | 0.396 | 0.543 | 0.928 | 0.457 | 0.383
2024-01-11 16:00 | 0.354 | 0.637 | 0.35 | 0.768 | 0.304 | 0.504 | 0.16 | 0.014 | 0.272 | 0.368 | 0.399 | 0.814 | 0.3 | 0.37 | 0.394 | 0.928 | 0.279 | 0.365
2024-01-11 17:00 | 0.166 | 0.728 | 0.15 | 0.82 | 0.113 | 0.381 | 0.057 | 0.011 | 0.099 | 0.275 | 0.209 | 0.857 | 0.119 | 0.278 | 0.22 | 0.959 | 0.101 | 0.305
2024-01-11 18:00 | 0.031 | 0.645 | 0.018 | 0.819 | 0.013 | 0.282 | 0.004 | 0.023 | 0.011 | 0.178 | 0.033 | 0.925 | 0.02 | 0.179 | 0.057 | 0.99 | 0.012 | 0.241
2024-01-11 19:00 | 0 | 0.387 | 0 | 0.822 | 0 | 0.303 | 0 | 0.07 | 0 | 0.136 | 0 | 0.913 | 0 | 0.17 | 0.002 | 0.923 | 0 | 0.2
2024-01-11 20:00 | 0 | 0.187 | 0 | 0.793 | 0 | 0.299 | 0 | 0.132 | 0 | 0.117 | 0 | 0.856 | 0 | 0.174 | 0 | 0.787 | 0 | 0.191
2024-01-11 21:00 | 0 | 0.047 | 0 | 0.739 | 0 | 0.26 | 0 | 0.188 | 0 | 0.14 | 0 | 0.872 | 0 | 0.168 | 0 | 0.413 | 0 | 0.207
2024-01-11 22:00 | 0 | 0.118 | 0 | 0.713 | 0 | 0.203 | 0 | 0.224 | 0 | 0.201 | 0 | 0.847 | 0 | 0.14 | 0 | 0.112 | 0 | 0.259
2024-01-11 23:00 | 0 | 0.562 | 0 | 0.677 | 0 | 0.153 | 0 | 0.236 | 0 | 0.272 | 0 | 0.785 | 0 | 0.092 | 0 | 0.047 | 0 | 0.306
2024-01-12 | 0 | 0.916 | 0 | 0.542 | 0 | 0.103 | 0 | 0.234 | 0 | 0.284 | 0 | 0.747 | 0 | 0.042 | 0 | 0.063 | 0 | 0.312
2024-01-12 01:00 | 0 | 0.986 | 0 | 0.574 | 0 | 0.044 | 0 | 0.224 | 0 | 0.245 | 0 | 0.694 | 0 | 0.009 | 0 | 0.041 | 0 | 0.322
2024-01-12 02:00 | 0 | 0.982 | 0 | 0.633 | 0 | 0.01 | 0 | 0.218 | 0 | 0.211 | 0 | 0.517 | 0 | 0.002 | 0 | 0.004 | 0 | 0.319
2024-01-12 03:00 | 0 | 0.948 | 0 | 0.468 | 0 | 0.003 | 0 | 0.202 | 0 | 0.194 | 0 | 0.322 | 0 | 0.007 | 0 | 0 | 0 | 0.559
2024-01-12 04:00 | 0 | 0.899 | 0 | 0.32 | 0 | 0.001 | 0 | 0.185 | 0 | 0.166 | 0 | 0.212 | 0 | 0.058 | 0 | 0 | 0 | 0.833
2024-01-12 05:00 | 0.01 | 0.843 | 0.003 | 0.262 | 0.004 | 0.008 | 0.006 | 0.172 | 0.006 | 0.082 | 0 | 0.144 | 0.003 | 0.194 | 0 | 0.001 | 0.014 | 0.857
2024-01-12 06:00 | 0.07 | 0.842 | 0.025 | 0.126 | 0.03 | 0.021 | 0.054 | 0.103 | 0.051 | 0.006 | 0.022 | 0.192 | 0.033 | 0.22 | 0.039 | 0.004 | 0.092 | 0.832
2024-01-12 07:00 | 0.24 | 0.772 | 0.244 | 0.03 | 0.246 | 0.015 | 0.243 | 0.096 | 0.254 | 0.025 | 0.162 | 0.197 | 0.224 | 0.084 | 0.151 | 0.02 | 0.297 | 0.967
2024-01-12 08:00 | 0.46 | 0.608 | 0.457 | 0.005 | 0.443 | 0.001 | 0.418 | 0.027 | 0.444 | 0.039 | 0.385 | 0.082 | 0.416 | 0.001 | 0.333 | 0.068 | 0.472 | 0.968
2024-01-12 09:00 | 0.622 | 0.422 | 0.616 | 0.036 | 0.592 | 0.001 | 0.548 | 0.006 | 0.587 | 0.048 | 0.563 | 0.017 | 0.563 | 0 | 0.483 | 0.157 | 0.611 | 0.927
2024-01-12 10:00 | 0.723 | 0.307 | 0.72 | 0.147 | 0.689 | 0.03 | 0.63 | 0.003 | 0.681 | 0.065 | 0.685 | 0.006 | 0.661 | 0.017 | 0.599 | 0.296 | 0.702 | 0.879
2024-01-12 11:00 | 0.773 | 0.264 | 0.77 | 0.347 | 0.737 | 0.07 | 0.648 | 0.002 | 0.727 | 0.077 | 0.754 | 0.026 | 0.711 | 0.041 | 0.692 | 0.452 | 0.756 | 0.807
2024-01-12 12:00 | 0.777 | 0.228 | 0.775 | 0.554 | 0.74 | 0.09 | 0.595 | 0.002 | 0.726 | 0.079 | 0.773 | 0.103 | 0.717 | 0.051 | 0.739 | 0.593 | 0.755 | 0.706
2024-01-12 13:00 | 0.738 | 0.22 | 0.737 | 0.678 | 0.698 | 0.092 | 0.549 | 0.001 | 0.678 | 0.071 | 0.748 | 0.22 | 0.679 | 0.049 | 0.753 | 0.695 | 0.707 | 0.585
2024-01-12 14:00 | 0.657 | 0.28 | 0.656 | 0.724 | 0.611 | 0.082 | 0.402 | 0.001 | 0.579 | 0.059 | 0.679 | 0.331 | 0.596 | 0.04 | 0.71 | 0.773 | 0.614 | 0.432
2024-01-12 15:00 | 0.531 | 0.389 | 0.529 | 0.732 | 0.478 | 0.064 | 0.269 | 0 | 0.449 | 0.046 | 0.567 | 0.417 | 0.469 | 0.027 | 0.615 | 0.824 | 0.467 | 0.313
2024-01-12 16:00 | 0.365 | 0.455 | 0.356 | 0.706 | 0.304 | 0.044 | 0.157 | 0.001 | 0.274 | 0.031 | 0.409 | 0.475 | 0.302 | 0.014 | 0.468 | 0.846 | 0.278 | 0.226
2024-01-12 17:00 | 0.171 | 0.328 | 0.152 | 0.599 | 0.112 | 0.019 | 0.061 | 0 | 0.098 | 0.013 | 0.215 | 0.49 | 0.117 | 0.003 | 0.279 | 0.847 | 0.101 | 0.148
2024-01-12 18:00 | 0.031 | 0.176 | 0.017 | 0.388 | 0.012 | 0.008 | 0.003 | 0 | 0.01 | 0.003 | 0.03 | 0.47 | 0.014 | 0 | 0.096 | 0.834 | 0.011 | 0.089
2024-01-12 19:00 | 0 | 0.112 | 0 | 0.355 | 0 | 0.018 | 0 | 0 | 0 | 0 | 0 | 0.471 | 0 | 0.004 | 0.011 | 0.791 | 0 | 0.052
2024-01-12 20:00 | 0 | 0.071 | 0 | 0.501 | 0 | 0.037 | 0 | 0.003 | 0 | 0 | 0 | 0.51 | 0 | 0.024 | 0 | 0.73 | 0 | 0.044
2024-01-12 21:00 | 0 | 0.035 | 0 | 0.648 | 0 | 0.055 | 0 | 0.03 | 0 | 0.016 | 0 | 0.51 | 0 | 0.05 | 0 | 0.702 | 0 | 0.055
2024-01-12 22:00 | 0 | 0.015 | 0 | 0.697 | 0 | 0.065 | 0 | 0.093 | 0 | 0.093 | 0 | 0.532 | 0 | 0.059 | 0 | 0.695 | 0 | 0.076
2024-01-12 23:00 | 0 | 0.005 | 0 | 0.675 | 0 | 0.069 | 0 | 0.198 | 0 | 0.177 | 0 | 0.583 | 0 | 0.043 | 0 | 0.687 | 0 | 0.102
2024-01-13 | 0 | 0 | 0 | 0.599 | 0 | 0.102 | 0 | 0.291 | 0 | 0.341 | 0 | 0.59 | 0 | 0.028 | 0 | 0.656 | 0 | 0.128
2024-01-13 01:00 | 0 | 0 | 0 | 0.504 | 0 | 0.241 | 0 | 0.277 | 0 | 0.442 | 0 | 0.527 | 0 | 0.043 | 0 | 0.655 | 0 | 0.16
2024-01-13 02:00 | 0 | 0 | 0 | 0.41 | 0 | 0.441 | 0 | 0.233 | 0 | 0.398 | 0 | 0.464 | 0 | 0.084 | 0 | 0.598 | 0 | 0.217
2024-01-13 03:00 | 0 | 0 | 0 | 0.278 | 0 | 0.498 | 0 | 0.141 | 0 | 0.328 | 0 | 0.407 | 0 | 0.113 | 0 | 0.55 | 0 | 0.272
2024-01-13 04:00 | 0 | 0 | 0 | 0.142 | 0 | 0.41 | 0 | 0.095 | 0 | 0.31 | 0 | 0.32 | 0 | 0.12 | 0 | 0.506 | 0 | 0.305
2024-01-13 05:00 | 0.009 | 0.037 | 0.003 | 0.048 | 0.005 | 0.276 | 0.002 | 0.108 | 0.007 | 0.294 | 0 | 0.227 | 0.003 | 0.074 | 0 | 0.49 | 0.016 | 0.295
2024-01-13 06:00 | 0.056 | 0.126 | 0.026 | 0.002 | 0.053 | 0.237 | 0.065 | 0.124 | 0.057 | 0.285 | 0.024 | 0.19 | 0.046 | 0.051 | 0.032 | 0.432 | 0.094 | 0.235
2024-01-13 07:00 | 0.257 | 0.21 | 0.24 | 0.001 | 0.24 | 0.297 | 0.188 | 0.134 | 0.254 | 0.376 | 0.16 | 0.133 | 0.224 | 0.121 | 0.11 | 0.527 | 0.298 | 0.188
2024-01-13 08:00 | 0.452 | 0.267 | 0.445 | 0.064 | 0.427 | 0.271 | 0.327 | 0.099 | 0.439 | 0.27 | 0.378 | 0.072 | 0.408 | 0.135 | 0.226 | 0.615 | 0.483 | 0.148
2024-01-13 09:00 | 0.605 | 0.341 | 0.601 | 0.133 | 0.56 | 0.214 | 0.454 | 0.045 | 0.564 | 0.155 | 0.552 | 0.058 | 0.546 | 0.126 | 0.375 | 0.644 | 0.622 | 0.095
2024-01-13 10:00 | 0.707 | 0.478 | 0.703 | 0.209 | 0.642 | 0.203 | 0.558 | 0.021 | 0.629 | 0.122 | 0.672 | 0.063 | 0.626 | 0.156 | 0.557 | 0.663 | 0.712 | 0.062
2024-01-13 11:00 | 0.76 | 0.628 | 0.755 | 0.272 | 0.67 | 0.199 | 0.626 | 0.009 | 0.625 | 0.112 | 0.74 | 0.079 | 0.629 | 0.167 | 0.682 | 0.661 | 0.755 | 0.094
2024-01-13 12:00 | 0.768 | 0.71 | 0.762 | 0.307 | 0.674 | 0.175 | 0.617 | 0.004 | 0.607 | 0.094 | 0.761 | 0.122 | 0.607 | 0.148 | 0.725 | 0.631 | 0.751 | 0.114
2024-01-13 13:00 | 0.734 | 0.751 | 0.726 | 0.312 | 0.637 | 0.155 | 0.546 | 0.001 | 0.565 | 0.083 | 0.739 | 0.182 | 0.538 | 0.146 | 0.75 | 0.586 | 0.702 | 0.12
2024-01-13 14:00 | 0.655 | 0.779 | 0.646 | 0.306 | 0.553 | 0.144 | 0.446 | 0 | 0.486 | 0.075 | 0.672 | 0.228 | 0.45 | 0.151 | 0.72 | 0.528 | 0.606 | 0.144
2024-01-13 15:00 | 0.531 | 0.794 | 0.52 | 0.293 | 0.427 | 0.138 | 0.328 | 0 | 0.383 | 0.068 | 0.561 | 0.252 | 0.33 | 0.161 | 0.626 | 0.479 | 0.463 | 0.169
2024-01-13 16:00 | 0.364 | 0.782 | 0.349 | 0.27 | 0.268 | 0.139 | 0.192 | 0 | 0.245 | 0.059 | 0.405 | 0.241 | 0.214 | 0.167 | 0.476 | 0.43 | 0.281 | 0.192
2024-01-13 17:00 | 0.17 | 0.694 | 0.151 | 0.245 | 0.114 | 0.133 | 0.072 | 0 | 0.096 | 0.045 | 0.213 | 0.201 | 0.103 | 0.166 | 0.285 | 0.35 | 0.1 | 0.238
2024-01-13 18:00 | 0.032 | 0.485 | 0.019 | 0.259 | 0.016 | 0.163 | 0.005 | 0.002 | 0.011 | 0.044 | 0.032 | 0.156 | 0.017 | 0.208 | 0.099 | 0.251 | 0.011 | 0.278
2024-01-13 19:00 | 0 | 0.224 | 0 | 0.361 | 0 | 0.216 | 0 | 0.032 | 0 | 0.078 | 0 | 0.146 | 0 | 0.235 | 0.011 | 0.159 | 0 | 0.297
2024-01-13 20:00 | 0 | 0.073 | 0 | 0.42 | 0 | 0.18 | 0 | 0.074 | 0 | 0.113 | 0 | 0.141 | 0 | 0.168 | 0 | 0.101 | 0 | 0.349
2024-01-13 21:00 | 0 | 0.024 | 0 | 0.42 | 0 | 0.108 | 0 | 0.101 | 0 | 0.101 | 0 | 0.143 | 0 | 0.085 | 0 | 0.076 | 0 | 0.38
2024-01-13 22:00 | 0 | 0.015 | 0 | 0.374 | 0 | 0.056 | 0 | 0.109 | 0 | 0.061 | 0 | 0.163 | 0 | 0.032 | 0 | 0.055 | 0 | 0.401
2024-01-13 23:00 | 0 | 0.017 | 0 | 0.296 | 0 | 0.041 | 0 | 0.114 | 0 | 0.037 | 0 | 0.194 | 0 | 0.019 | 0 | 0.016 | 0 | 0.367
2024-01-14 | 0 | 0.026 | 0 | 0.212 | 0 | 0.036 | 0 | 0.101 | 0 | 0.036 | 0 | 0.231 | 0 | 0.023 | 0 | 0.001 | 0 | 0.311
2024-01-14 01:00 | 0 | 0.032 | 0 | 0.135 | 0 | 0.027 | 0 | 0.085 | 0 | 0.042 | 0 | 0.279 | 0 | 0.029 | 0 | 0 | 0 | 0.254
2024-01-14 02:00 | 0 | 0.037 | 0 | 0.073 | 0 | 0.037 | 0 | 0.101 | 0 | 0.059 | 0 | 0.346 | 0 | 0.029 | 0 | 0 | 0 | 0.209
2024-01-14 03:00 | 0 | 0.053 | 0 | 0.037 | 0 | 0.066 | 0 | 0.097 | 0 | 0.128 | 0 | 0.395 | 0 | 0.016 | 0 | 0 | 0 | 0.162
2024-01-14 04:00 | 0 | 0.047 | 0 | 0.05 | 0 | 0.11 | 0 | 0.072 | 0 | 0.224 | 0 | 0.396 | 0 | 0.005 | 0 | 0 | 0 | 0.132
2024-01-14 05:00 | 0.009 | 0.016 | 0.003 | 0.119 | 0.005 | 0.146 | 0.001 | 0.04 | 0.007 | 0.251 | 0 | 0.327 | 0.003 | 0.022 | 0 | 0 | 0.014 | 0.088
2024-01-14 06:00 | 0.07 | 0.002 | 0.027 | 0.096 | 0.064 | 0.077 | 0.056 | 0.018 | 0.083 | 0.142 | 0.024 | 0.155 | 0.067 | 0.039 | 0.038 | 0 | 0.094 | 0.055
2024-01-14 07:00 | 0.237 | 0 | 0.236 | 0.012 | 0.232 | 0.032 | 0.172 | 0.045 | 0.228 | 0.151 | 0.157 | 0.071 | 0.209 | 0.02 | 0.143 | 0.001 | 0.229 | 0.018
2024-01-14 08:00 | 0.397 | 0 | 0.436 | 0.015 | 0.415 | 0.066 | 0.302 | 0.105 | 0.371 | 0.101 | 0.367 | 0 | 0.349 | 0.036 | 0.335 | 0.009 | 0.39 | 0.007
2024-01-14 09:00 | 0.584 | 0 | 0.589 | 0.073 | 0.544 | 0.063 | 0.463 | 0.1 | 0.478 | 0.044 | 0.535 | 0 | 0.452 | 0.034 | 0.528 | 0.031 | 0.521 | 0.005
2024-01-14 10:00 | 0.689 | 0 | 0.69 | 0.167 | 0.629 | 0.049 | 0.527 | 0.065 | 0.552 | 0.018 | 0.652 | 0.013 | 0.528 | 0.028 | 0.672 | 0.072 | 0.594 | 0.022
2024-01-14 11:00 | 0.737 | 0.001 | 0.742 | 0.254 | 0.664 | 0.036 | 0.517 | 0.047 | 0.58 | 0.007 | 0.719 | 0.075 | 0.559 | 0.019 | 0.761 | 0.124 | 0.664 | 0.085
2024-01-14 12:00 | 0.745 | 0.107 | 0.75 | 0.305 | 0.645 | 0.035 | 0.479 | 0.049 | 0.57 | 0.004 | 0.741 | 0.187 | 0.543 | 0.019 | 0.799 | 0.179 | 0.705 | 0.168
2024-01-14 13:00 | 0.706 | 0.305 | 0.714 | 0.314 | 0.575 | 0.041 | 0.394 | 0.049 | 0.522 | 0.004 | 0.72 | 0.314 | 0.5 | 0.021 | 0.788 | 0.231 | 0.67 | 0.27
2024-01-14 14:00 | 0.631 | 0.441 | 0.636 | 0.308 | 0.475 | 0.044 | 0.281 | 0.038 | 0.439 | 0.004 | 0.657 | 0.42 | 0.457 | 0.021 | 0.73 | 0.274 | 0.586 | 0.379
2024-01-14 15:00 | 0.52 | 0.494 | 0.512 | 0.302 | 0.347 | 0.051 | 0.172 | 0.038 | 0.307 | 0.005 | 0.55 | 0.481 | 0.347 | 0.025 | 0.628 | 0.308 | 0.449 | 0.459
2024-01-14 16:00 | 0.359 | 0.465 | 0.345 | 0.301 | 0.235 | 0.062 | 0.091 | 0.055 | 0.175 | 0.013 | 0.398 | 0.486 | 0.254 | 0.037 | 0.477 | 0.327 | 0.273 | 0.485
2024-01-14 17:00 | 0.169 | 0.384 | 0.149 | 0.308 | 0.114 | 0.081 | 0.035 | 0.084 | 0.084 | 0.049 | 0.21 | 0.45 | 0.12 | 0.067 | 0.286 | 0.305 | 0.105 | 0.451
2024-01-14 18:00 | 0.035 | 0.302 | 0.018 | 0.32 | 0.016 | 0.143 | 0.001 | 0.111 | 0.009 | 0.142 | 0.033 | 0.379 | 0.018 | 0.145 | 0.094 | 0.229 | 0.011 | 0.355
2024-01-14 19:00 | 0 | 0.194 | 0 | 0.383 | 0 | 0.249 | 0 | 0.177 | 0 | 0.226 | 0 | 0.341 | 0 | 0.22 | 0.01 | 0.143 | 0 | 0.22
2024-01-14 20:00 | 0 | 0.112 | 0 | 0.459 | 0 | 0.281 | 0 | 0.228 | 0 | 0.225 | 0 | 0.34 | 0 | 0.17 | 0 | 0.073 | 0 | 0.122
2024-01-14 21:00 | 0 | 0.053 | 0 | 0.578 | 0 | 0.261 | 0 | 0.218 | 0 | 0.188 | 0 | 0.358 | 0 | 0.089 | 0 | 0.029 | 0 | 0.062
2024-01-14 22:00 | 0 | 0.027 | 0 | 0.683 | 0 | 0.237 | 0 | 0.156 | 0 | 0.135 | 0 | 0.433 | 0 | 0.045 | 0 | 0.007 | 0 | 0.03
2024-01-14 23:00 | 0 | 0.008 | 0 | 0.737 | 0 | 0.25 | 0 | 0.077 | 0 | 0.088 | 0 | 0.602 | 0 | 0.043 | 0 | 0.002 | 0 | 0.027
2024-01-15 | 0 | 0 | 0 | 0.742 | 0 | 0.289 | 0 | 0.046 | 0 | 0.084 | 0 | 0.718 | 0 | 0.058 | 0 | 0.002 | 0 | 0.041
2024-01-15 01:00 | 0 | 0 | 0 | 0.702 | 0 | 0.285 | 0 | 0.058 | 0 | 0.104 | 0 | 0.728 | 0 | 0.068 | 0 | 0.002 | 0 | 0.055
2024-01-15 02:00 | 0 | 0 | 0 | 0.602 | 0 | 0.276 | 0 | 0.076 | 0 | 0.098 | 0 | 0.699 | 0 | 0.054 | 0 | 0.003 | 0 | 0.063
2024-01-15 03:00 | 0 | 0.001 | 0 | 0.484 | 0 | 0.233 | 0 | 0.067 | 0 | 0.075 | 0 | 0.666 | 0 | 0.036 | 0 | 0.006 | 0 | 0.058
2024-01-15 04:00 | 0 | 0.008 | 0 | 0.367 | 0 | 0.178 | 0 | 0.039 | 0 | 0.047 | 0 | 0.615 | 0 | 0.05 | 0 | 0.012 | 0 | 0.053
2024-01-15 05:00 | 0.009 | 0.022 | 0.004 | 0.272 | 0 | 0.145 | 0.001 | 0.018 | 0.002 | 0.025 | 0 | 0.536 | 0 | 0.078 | 0 | 0.015 | 0.016 | 0.046
2024-01-15 06:00 | 0.063 | 0.014 | 0.057 | 0.101 | 0.038 | 0.082 | 0.046 | 0.006 | 0.052 | 0.008 | 0.02 | 0.317 | 0.034 | 0.065 | 0.032 | 0.012 | 0.1 | 0.027
2024-01-15 07:00 | 0.251 | 0.009 | 0.215 | 0.013 | 0.131 | 0.053 | 0.11 | 0.005 | 0.133 | 0.01 | 0.158 | 0.122 | 0.114 | 0.051 | 0.145 | 0.012 | 0.218 | 0.02
2024-01-15 08:00 | 0.445 | 0.012 | 0.397 | 0.008 | 0.238 | 0.05 | 0.156 | 0.002 | 0.239 | 0.006 | 0.375 | 0.134 | 0.216 | 0.053 | 0.356 | 0.012 | 0.349 | 0.024
2024-01-15 09:00 | 0.6 | 0.028 | 0.559 | 0.041 | 0.319 | 0.054 | 0.193 | 0 | 0.327 | 0.003 | 0.546 | 0.059 | 0.291 | 0.045 | 0.544 | 0.019 | 0.442 | 0.04
2024-01-15 10:00 | 0.704 | 0.064 | 0.671 | 0.095 | 0.41 | 0.04 | 0.207 | 0 | 0.383 | 0.005 | 0.665 | 0.035 | 0.345 | 0.023 | 0.683 | 0.038 | 0.483 | 0.066
2024-01-15 11:00 | 0.758 | 0.138 | 0.725 | 0.159 | 0.532 | 0.03 | 0.204 | 0.001 | 0.422 | 0.011 | 0.733 | 0.041 | 0.43 | 0.012 | 0.767 | 0.073 | 0.462 | 0.103
2024-01-15 12:00 | 0.767 | 0.265 | 0.734 | 0.215 | 0.584 | 0.018 | 0.239 | 0.006 | 0.394 | 0.012 | 0.755 | 0.069 | 0.493 | 0.006 | 0.804 | 0.122 | 0.429 | 0.152
2024-01-15 13:00 | 0.732 | 0.416 | 0.701 | 0.251 | 0.574 | 0.01 | 0.248 | 0.024 | 0.378 | 0.007 | 0.733 | 0.121 | 0.501 | 0.005 | 0.794 | 0.192 | 0.444 | 0.207
2024-01-15 14:00 | 0.644 | 0.532 | 0.623 | 0.278 | 0.516 | 0.011 | 0.194 | 0.042 | 0.337 | 0.002 | 0.669 | 0.18 | 0.463 | 0.013 | 0.736 | 0.267 | 0.404 | 0.27
2024-01-15 15:00 | 0.507 | 0.574 | 0.499 | 0.302 | 0.417 | 0.021 | 0.16 | 0.05 | 0.276 | 0 | 0.56 | 0.231 | 0.382 | 0.038 | 0.634 | 0.355 | 0.322 | 0.328
2024-01-15 16:00 | 0.354 | 0.529 | 0.333 | 0.317 | 0.276 | 0.054 | 0.112 | 0.045 | 0.183 | 0 | 0.404 | 0.266 | 0.265 | 0.093 | 0.482 | 0.457 | 0.194 | 0.382
2024-01-15 17:00 | 0.166 | 0.442 | 0.147 | 0.288 | 0.124 | 0.113 | 0.047 | 0.023 | 0.085 | 0.02 | 0.213 | 0.297 | 0.127 | 0.167 | 0.29 | 0.56 | 0.08 | 0.439
2024-01-15 18:00 | 0.036 | 0.341 | 0.026 | 0.241 | 0.018 | 0.168 | 0.002 | 0.012 | 0.007 | 0.153 | 0.031 | 0.315 | 0.02 | 0.267 | 0.092 | 0.674 | 0.006 | 0.444
2024-01-15 19:00 | 0 | 0.235 | 0 | 0.232 | 0 | 0.137 | 0 | 0.031 | 0 | 0.241 | 0 | 0.392 | 0 | 0.255 | 0.009 | 0.732 | 0 | 0.455
2024-01-15 20:00 | 0 | 0.163 | 0 | 0.204 | 0 | 0.086 | 0 | 0.101 | 0 | 0.246 | 0 | 0.516 | 0 | 0.144 | 0 | 0.774 | 0 | 0.517
2024-01-15 21:00 | 0 | 0.129 | 0 | 0.17 | 0 | 0.128 | 0 | 0.181 | 0 | 0.27 | 0 | 0.674 | 0 | 0.096 | 0 | 0.747 | 0 | 0.574
2024-01-15 22:00 | 0 | 0.129 | 0 | 0.113 | 0 | 0.247 | 0 | 0.208 | 0 | 0.342 | 0 | 0.786 | 0 | 0.153 | 0 | 0.692 | 0 | 0.591
2024-01-15 23:00 | 0 | 0.163 | 0 | 0.066 | 0 | 0.267 | 0 | 0.166 | 0 | 0.29 | 0 | 0.8 | 0 | 0.167 | 0 | 0.663 | 0 | 0.635
2024-01-16 | 0 | 0.216 | 0 | 0.041 | 0 | 0.243 | 0 | 0.131 | 0 | 0.162 | 0 | 0.738 | 0 | 0.137 | 0 | 0.652 | 0 | 0.669
2024-01-16 01:00 | 0 | 0.271 | 0 | 0.105 | 0 | 0.144 | 0 | 0.109 | 0 | 0.118 | 0 | 0.649 | 0 | 0.098 | 0 | 0.654 | 0 | 0.722
2024-01-16 02:00 | 0 | 0.312 | 0 | 0.355 | 0 | 0.085 | 0 | 0.111 | 0 | 0.135 | 0 | 0.556 | 0 | 0.045 | 0 | 0.587 | 0 | 0.706
2024-01-16 03:00 | 0 | 0.353 | 0 | 0.591 | 0 | 0.118 | 0 | 0.106 | 0 | 0.233 | 0 | 0.46 | 0 | 0.028 | 0 | 0.565 | 0 | 0.618
2024-01-16 04:00 | 0 | 0.414 | 0 | 0.645 | 0 | 0.221 | 0 | 0.121 | 0 | 0.362 | 0 | 0.364 | 0 | 0.069 | 0 | 0.552 | 0 | 0.571
2024-01-16 05:00 | 0.009 | 0.442 | 0.003 | 0.633 | 0.004 | 0.286 | 0.004 | 0.158 | 0.006 | 0.386 | 0 | 0.276 | 0.002 | 0.142 | 0 | 0.525 | 0.006 | 0.535
2024-01-16 06:00 | 0.08 | 0.563 | 0.046 | 0.662 | 0.069 | 0.28 | 0.075 | 0.177 | 0.08 | 0.413 | 0.021 | 0.131 | 0.064 | 0.124 | 0.027 | 0.443 | 0.055 | 0.513
2024-01-16 07:00 | 0.223 | 0.658 | 0.225 | 0.821 | 0.219 | 0.274 | 0.232 | 0.291 | 0.232 | 0.537 | 0.156 | 0.013 | 0.194 | 0.133 | 0.146 | 0.457 | 0.129 | 0.532
2024-01-16 08:00 | 0.383 | 0.663 | 0.428 | 0.754 | 0.393 | 0.136 | 0.407 | 0.298 | 0.407 | 0.407 | 0.367 | 0.008 | 0.346 | 0.096 | 0.36 | 0.295 | 0.238 | 0.511
2024-01-16 09:00 | 0.512 | 0.696 | 0.581 | 0.59 | 0.519 | 0.02 | 0.543 | 0.245 | 0.527 | 0.211 | 0.533 | 0.008 | 0.476 | 0.026 | 0.541 | 0.132 | 0.372 | 0.472
2024-01-16 10:00 | 0.628 | 0.763 | 0.682 | 0.403 | 0.619 | 0 | 0.629 | 0.203 | 0.597 | 0.12 | 0.65 | 0.05 | 0.573 | 0.003 | 0.672 | 0.046 | 0.456 | 0.433
2024-01-16 11:00 | 0.672 | 0.844 | 0.735 | 0.284 | 0.674 | 0 | 0.639 | 0.181 | 0.606 | 0.112 | 0.717 | 0.115 | 0.633 | 0 | 0.754 | 0.02 | 0.513 | 0.431
2024-01-16 12:00 | 0.652 | 0.902 | 0.741 | 0.227 | 0.684 | 0 | 0.626 | 0.175 | 0.581 | 0.132 | 0.74 | 0.195 | 0.643 | 0 | 0.788 | 0.027 | 0.529 | 0.448
2024-01-16 13:00 | 0.608 | 0.94 | 0.706 | 0.192 | 0.644 | 0.001 | 0.563 | 0.176 | 0.539 | 0.158 | 0.72 | 0.286 | 0.614 | 0 | 0.777 | 0.067 | 0.521 | 0.457
2024-01-16 14:00 | 0.524 | 0.963 | 0.628 | 0.173 | 0.567 | 0.002 | 0.453 | 0.171 | 0.453 | 0.188 | 0.658 | 0.379 | 0.529 | 0 | 0.723 | 0.124 | 0.463 | 0.452
2024-01-16 15:00 | 0.425 | 0.974 | 0.506 | 0.178 | 0.44 | 0.004 | 0.316 | 0.156 | 0.339 | 0.205 | 0.551 | 0.457 | 0.407 | 0 | 0.618 | 0.189 | 0.358 | 0.433
2024-01-16 16:00 | 0.302 | 0.979 | 0.342 | 0.201 | 0.278 | 0.008 | 0.196 | 0.121 | 0.227 | 0.223 | 0.399 | 0.5 | 0.273 | 0 | 0.467 | 0.284 | 0.234 | 0.395
2024-01-16 17:00 | 0.157 | 0.979 | 0.151 | 0.252 | 0.117 | 0.035 | 0.073 | 0.094 | 0.105 | 0.243 | 0.211 | 0.502 | 0.125 | 0.001 | 0.278 | 0.432 | 0.099 | 0.349
2024-01-16 18:00 | 0.038 | 0.975 | 0.02 | 0.338 | 0.016 | 0.172 | 0.004 | 0.083 | 0.012 | 0.286 | 0.034 | 0.457 | 0.018 | 0.027 | 0.091 | 0.599 | 0.008 | 0.276
2024-01-16 19:00 | 0 | 0.954 | 0 | 0.527 | 0 | 0.409 | 0 | 0.118 | 0 | 0.423 | 0 | 0.468 | 0 | 0.101 | 0.009 | 0.707 | 0 | 0.195
2024-01-16 20:00 | 0 | 0.938 | 0 | 0.664 | 0 | 0.481 | 0 | 0.157 | 0 | 0.501 | 0 | 0.53 | 0 | 0.13 | 0 | 0.703 | 0 | 0.163
2024-01-16 21:00 | 0 | 0.927 | 0 | 0.703 | 0 | 0.474 | 0 | 0.18 | 0 | 0.499 | 0 | 0.615 | 0 | 0.144 | 0 | 0.649 | 0 | 0.147
2024-01-16 22:00 | 0 | 0.909 | 0 | 0.666 | 0 | 0.452 | 0 | 0.172 | 0 | 0.444 | 0 | 0.71 | 0 | 0.203 | 0 | 0.563 | 0 | 0.134
2024-01-16 23:00 | 0 | 0.9 | 0 | 0.515 | 0 | 0.444 | 0 | 0.151 | 0 | 0.43 | 0 | 0.751 | 0 | 0.286 | 0 | 0.457 | 0 | 0.133
2024-01-17 | 0 | 0.899 | 0 | 0.182 | 0 | 0.394 | 0 | 0.125 | 0 | 0.4 | 0 | 0.658 | 0 | 0.321 | 0 | 0.404 | 0 | 0.138
2024-01-17 01:00 | 0 | 0.903 | 0 | 0.008 | 0 | 0.357 | 0 | 0.121 | 0 | 0.4 | 0 | 0.522 | 0 | 0.314 | 0 | 0.321 | 0 | 0.147
2024-01-17 02:00 | 0 | 0.907 | 0 | 0.126 | 0 | 0.286 | 0 | 0.164 | 0 | 0.386 | 0 | 0.394 | 0 | 0.28 | 0 | 0.211 | 0 | 0.147
2024-01-17 03:00 | 0 | 0.904 | 0 | 0.464 | 0 | 0.223 | 0 | 0.187 | 0 | 0.358 | 0 | 0.311 | 0 | 0.236 | 0 | 0.109 | 0 | 0.14
2024-01-17 04:00 | 0 | 0.897 | 0 | 0.619 | 0 | 0.185 | 0 | 0.152 | 0 | 0.309 | 0 | 0.26 | 0 | 0.197 | 0 | 0.041 | 0 | 0.121
2024-01-17 05:00 | 0.008 | 0.875 | 0.003 | 0.635 | 0.004 | 0.143 | 0.005 | 0.102 | 0.006 | 0.261 | 0 | 0.223 | 0.003 | 0.165 | 0 | 0.024 | 0.014 | 0.092
2024-01-17 06:00 | 0.071 | 0.888 | 0.031 | 0.625 | 0.057 | 0.111 | 0.056 | 0.123 | 0.055 | 0.3 | 0.024 | 0.112 | 0.047 | 0.153 | 0.029 | 0.025 | 0.1 | 0.072
2024-01-17 07:00 | 0.235 | 0.946 | 0.233 | 0.618 | 0.242 | 0.058 | 0.247 | 0.164 | 0.26 | 0.196 | 0.156 | 0.038 | 0.223 | 0.101 | 0.144 | 0.057 | 0.228 | 0.083
2024-01-17 08:00 | 0.417 | 0.941 | 0.434 | 0.441 | 0.44 | 0.003 | 0.439 | 0.139 | 0.456 | 0.072 | 0.369 | 0.008 | 0.411 | 0.027 | 0.357 | 0.097 | 0.371 | 0.112
2024-01-17 09:00 | 0.552 | 0.91 | 0.586 | 0.317 | 0.584 | 0 | 0.584 | 0.121 | 0.599 | 0.014 | 0.537 | 0.001 | 0.55 | 0.003 | 0.54 | 0.133 | 0.484 | 0.182
2024-01-17 10:00 | 0.642 | 0.871 | 0.686 | 0.305 | 0.665 | 0 | 0.676 | 0.127 | 0.687 | 0.014 | 0.653 | 0.028 | 0.623 | 0 | 0.675 | 0.167 | 0.595 | 0.289
2024-01-17 11:00 | 0.697 | 0.846 | 0.737 | 0.341 | 0.68 | 0 | 0.719 | 0.138 | 0.727 | 0.018 | 0.72 | 0.131 | 0.642 | 0.001 | 0.761 | 0.214 | 0.645 | 0.388
2024-01-17 12:00 | 0.722 | 0.829 | 0.746 | 0.398 | 0.656 | 0.001 | 0.717 | 0.148 | 0.707 | 0.019 | 0.742 | 0.278 | 0.629 | 0.002 | 0.798 | 0.27 | 0.655 | 0.475
2024-01-17 13:00 | 0.684 | 0.855 | 0.714 | 0.466 | 0.612 | 0.004 | 0.67 | 0.154 | 0.643 | 0.023 | 0.721 | 0.423 | 0.599 | 0.003 | 0.788 | 0.331 | 0.6 | 0.572
2024-01-17 14:00 | 0.621 | 0.866 | 0.638 | 0.514 | 0.544 | 0.009 | 0.575 | 0.153 | 0.539 | 0.027 | 0.658 | 0.519 | 0.538 | 0.003 | 0.731 | 0.379 | 0.52 | 0.635
2024-01-17 15:00 | 0.506 | 0.867 | 0.516 | 0.512 | 0.44 | 0.011 | 0.428 | 0.136 | 0.407 | 0.024 | 0.551 | 0.572 | 0.44 | 0.002 | 0.627 | 0.409 | 0.378 | 0.644
2024-01-17 16:00 | 0.339 | 0.881 | 0.348 | 0.453 | 0.291 | 0.013 | 0.243 | 0.105 | 0.252 | 0.016 | 0.399 | 0.586 | 0.297 | 0.001 | 0.476 | 0.402 | 0.224 | 0.64
2024-01-17 17:00 | 0.164 | 0.902 | 0.152 | 0.355 | 0.118 | 0.01 | 0.093 | 0.077 | 0.103 | 0.006 | 0.211 | 0.568 | 0.124 | 0 | 0.285 | 0.353 | 0.093 | 0.643
2024-01-17 18:00 | 0.035 | 0.916 | 0.019 | 0.21 | 0.014 | 0.023 | 0.007 | 0.062 | 0.01 | 0.006 | 0.034 | 0.534 | 0.015 | 0.003 | 0.093 | 0.28 | 0.008 | 0.584
2024-01-17 19:00 | 0 | 0.885 | 0 | 0.164 | 0 | 0.051 | 0 | 0.12 | 0 | 0.044 | 0 | 0.611 | 0 | 0.033 | 0.009 | 0.201 | 0 | 0.535
2024-01-17 20:00 | 0 | 0.866 | 0 | 0.201 | 0 | 0.051 | 0 | 0.239 | 0 | 0.106 | 0 | 0.677 | 0 | 0.066 | 0 | 0.123 | 0 | 0.556
2024-01-17 21:00 | 0 | 0.855 | 0 | 0.183 | 0 | 0.055 | 0 | 0.259 | 0 | 0.155 | 0 | 0.691 | 0 | 0.084 | 0 | 0.079 | 0 | 0.556
2024-01-17 22:00 | 0 | 0.835 | 0 | 0.074 | 0 | 0.095 | 0 | 0.194 | 0 | 0.159 | 0 | 0.695 | 0 | 0.092 | 0 | 0.055 | 0 | 0.536
2024-01-17 23:00 | 0 | 0.737 | 0 | 0.002 | 0 | 0.133 | 0 | 0.108 | 0 | 0.117 | 0 | 0.631 | 0 | 0.084 | 0 | 0.054 | 0 | 0.523
2024-01-18 | 0 | 0.609 | 0 | 0 | 0 | 0.124 | 0 | 0.06 | 0 | 0.086 | 0 | 0.559 | 0 | 0.059 | 0 | 0.068 | 0 | 0.522
2024-01-18 01:00 | 0 | 0.481 | 0 | 0.011 | 0 | 0.09 | 0 | 0.035 | 0 | 0.06 | 0 | 0.504 | 0 | 0.036 | 0 | 0.095 | 0 | 0.521
2024-01-18 02:00 | 0 | 0.311 | 0 | 0.077 | 0 | 0.057 | 0 | 0.027 | 0 | 0.03 | 0 | 0.435 | 0 | 0.028 | 0 | 0.136 | 0 | 0.547
2024-01-18 03:00 | 0 | 0.168 | 0 | 0.208 | 0 | 0.036 | 0 | 0.034 | 0 | 0.006 | 0 | 0.352 | 0 | 0.027 | 0 | 0.192 | 0 | 0.578
2024-01-18 04:00 | 0 | 0.075 | 0 | 0.376 | 0 | 0.024 | 0 | 0.03 | 0 | 0 | 0 | 0.284 | 0 | 0.024 | 0 | 0.24 | 0 | 0.605
2024-01-18 05:00 | 0.008 | 0.022 | 0.003 | 0.491 | 0.004 | 0.01 | 0.004 | 0.013 | 0.006 | 0 | 0 | 0.249 | 0.002 | 0.014 | 0 | 0.269 | 0.015 | 0.593
2024-01-18 06:00 | 0.064 | 0.047 | 0.032 | 0.341 | 0.053 | 0.001 | 0.07 | 0.002 | 0.06 | 0 | 0.023 | 0.252 | 0.055 | 0.002 | 0.037 | 0.321 | 0.093 | 0.59
2024-01-18 07:00 | 0.243 | 0.321 | 0.235 | 0.261 | 0.242 | 0 | 0.23 | 0.001 | 0.252 | 0 | 0.158 | 0.215 | 0.223 | 0 | 0.15 | 0.447 | 0.289 | 0.633
2024-01-18 08:00 | 0.438 | 0.608 | 0.435 | 0.227 | 0.438 | 0.017 | 0.421 | 0.022 | 0.447 | 0.003 | 0.38 | 0.163 | 0.405 | 0.006 | 0.355 | 0.516 | 0.473 | 0.661
2024-01-18 09:00 | 0.594 | 0.728 | 0.585 | 0.228 | 0.586 | 0.027 | 0.549 | 0.061 | 0.59 | 0.014 | 0.557 | 0.155 | 0.544 | 0.02 | 0.531 | 0.599 | 0.612 | 0.682
2024-01-18 10:00 | 0.698 | 0.783 | 0.686 | 0.371 | 0.683 | 0.034 | 0.621 | 0.079 | 0.685 | 0.022 | 0.679 | 0.217 | 0.635 | 0.032 | 0.61 | 0.706 | 0.702 | 0.708
2024-01-18 11:00 | 0.75 | 0.86 | 0.741 | 0.521 | 0.734 | 0.039 | 0.654 | 0.076 | 0.735 | 0.02 | 0.748 | 0.329 | 0.688 | 0.045 | 0.535 | 0.79 | 0.745 | 0.771
2024-01-18 12:00 | 0.761 | 0.923 | 0.75 | 0.591 | 0.737 | 0.045 | 0.657 | 0.066 | 0.735 | 0.019 | 0.77 | 0.455 | 0.703 | 0.051 | 0.583 | 0.849 | 0.741 | 0.82
2024-01-18 13:00 | 0.732 | 0.962 | 0.717 | 0.613 | 0.696 | 0.049 | 0.629 | 0.061 | 0.69 | 0.023 | 0.748 | 0.571 | 0.667 | 0.049 | 0.514 | 0.875 | 0.691 | 0.856
2024-01-18 14:00 | 0.657 | 0.977 | 0.639 | 0.593 | 0.609 | 0.046 | 0.549 | 0.054 | 0.601 | 0.031 | 0.683 | 0.667 | 0.589 | 0.042 | 0.556 | 0.868 | 0.6 | 0.885
2024-01-18 15:00 | 0.532 | 0.974 | 0.515 | 0.561 | 0.476 | 0.038 | 0.421 | 0.04 | 0.465 | 0.035 | 0.573 | 0.735 | 0.465 | 0.034 | 0.553 | 0.833 | 0.458 | 0.906
2024-01-18 16:00 | 0.342 | 0.964 | 0.347 | 0.568 | 0.294 | 0.026 | 0.26 | 0.025 | 0.288 | 0.03 | 0.415 | 0.781 | 0.29 | 0.032 | 0.461 | 0.772 | 0.278 | 0.915
2024-01-18 17:00 | 0.156 | 0.946 | 0.151 | 0.672 | 0.115 | 0.022 | 0.094 | 0.021 | 0.101 | 0.024 | 0.219 | 0.808 | 0.121 | 0.038 | 0.29 | 0.695 | 0.1 | 0.894
2024-01-18 18:00 | 0.035 | 0.916 | 0.019 | 0.821 | 0.013 | 0.051 | 0.007 | 0.024 | 0.009 | 0.023 | 0.035 | 0.808 | 0.016 | 0.072 | 0.1 | 0.635 | 0.01 | 0.838
2024-01-18 19:00 | 0 | 0.873 | 0 | 0.869 | 0 | 0.155 | 0 | 0.048 | 0 | 0.034 | 0 | 0.768 | 0 | 0.126 | 0.009 | 0.574 | 0 | 0.704
2024-01-18 20:00 | 0 | 0.847 | 0 | 0.819 | 0 | 0.233 | 0 | 0.101 | 0 | 0.051 | 0 | 0.826 | 0 | 0.128 | 0 | 0.466 | 0 | 0.525
2024-01-18 21:00 | 0 | 0.826 | 0 | 0.783 | 0 | 0.243 | 0 | 0.159 | 0 | 0.06 | 0 | 0.897 | 0 | 0.105 | 0 | 0.376 | 0 | 0.376
2024-01-18 22:00 | 0 | 0.865 | 0 | 0.762 | 0 | 0.225 | 0 | 0.21 | 0 | 0.062 | 0 | 0.904 | 0 | 0.087 | 0 | 0.34 | 0 | 0.223
2024-01-18 23:00 | 0 | 0.921 | 0 | 0.699 | 0 | 0.266 | 0 | 0.212 | 0 | 0.091 | 0 | 0.868 | 0 | 0.12 | 0 | 0.327 | 0 | 0.114
2024-01-19 | 0 | 0.935 | 0 | 0.635 | 0 | 0.366 | 0 | 0.163 | 0 | 0.155 | 0 | 0.872 | 0 | 0.217 | 0 | 0.315 | 0 | 0.464
2024-01-19 01:00 | 0 | 0.931 | 0 | 0.583 | 0 | 0.466 | 0 | 0.1 | 0 | 0.216 | 0 | 0.865 | 0 | 0.344 | 0 | 0.289 | 0 | 0.876
2024-01-19 02:00 | 0 | 0.935 | 0 | 0.568 | 0 | 0.51 | 0 | 0.049 | 0 | 0.265 | 0 | 0.811 | 0 | 0.408 | 0 | 0.258 | 0 | 0.962
2024-01-19 03:00 | 0 | 0.939 | 0 | 0.625 | 0 | 0.516 | 0 | 0.021 | 0 | 0.31 | 0 | 0.716 | 0 | 0.423 | 0 | 0.221 | 0 | 0.979
2024-01-19 04:00 | 0 | 0.935 | 0 | 0.667 | 0 | 0.525 | 0 | 0.024 | 0 | 0.314 | 0 | 0.629 | 0 | 0.467 | 0 | 0.167 | 0 | 0.973
2024-01-19 05:00 | 0.007 | 0.924 | 0.002 | 0.684 | 0.003 | 0.586 | 0.004 | 0.073 | 0.005 | 0.229 | 0 | 0.558 | 0.002 | 0.578 | 0 | 0.123 | 0.014 | 0.964
2024-01-19 06:00 | 0.051 | 0.96 | 0.027 | 0.846 | 0.033 | 0.484 | 0.073 | 0.078 | 0.048 | 0.079 | 0.018 | 0.523 | 0.039 | 0.525 | 0.036 | 0.095 | 0.096 | 0.963
2024-01-19 07:00 | 0.26 | 0.966 | 0.242 | 0.84 | 0.245 | 0.644 | 0.209 | 0.165 | 0.256 | 0.117 | 0.162 | 0.586 | 0.218 | 0.749 | 0.137 | 0.075 | 0.203 | 0.976
2024-01-19 08:00 | 0.479 | 0.955 | 0.46 | 0.796 | 0.441 | 0.684 | 0.378 | 0.205 | 0.444 | 0.18 | 0.396 | 0.522 | 0.406 | 0.739 | 0.284 | 0.054 | 0.297 | 0.984
2024-01-19 09:00 | 0.641 | 0.957 | 0.624 | 0.708 | 0.582 | 0.601 | 0.556 | 0.182 | 0.577 | 0.187 | 0.578 | 0.491 | 0.511 | 0.601 | 0.461 | 0.041 | 0.391 | 0.983
2024-01-19 10:00 | 0.75 | 0.964 | 0.732 | 0.608 | 0.643 | 0.483 | 0.65 | 0.164 | 0.66 | 0.176 | 0.7 | 0.481 | 0.572 | 0.452 | 0.64 | 0.037 | 0.503 | 0.975
2024-01-19 11:00 | 0.807 | 0.969 | 0.787 | 0.567 | 0.684 | 0.364 | 0.645 | 0.155 | 0.675 | 0.133 | 0.769 | 0.439 | 0.62 | 0.335 | 0.775 | 0.05 | 0.579 | 0.95
2024-01-19 12:00 | 0.816 | 0.972 | 0.796 | 0.583 | 0.673 | 0.265 | 0.588 | 0.168 | 0.682 | 0.082 | 0.79 | 0.358 | 0.649 | 0.249 | 0.826 | 0.085 | 0.576 | 0.915
2024-01-19 13:00 | 0.779 | 0.973 | 0.76 | 0.596 | 0.634 | 0.212 | 0.527 | 0.191 | 0.669 | 0.043 | 0.767 | 0.284 | 0.646 | 0.206 | 0.818 | 0.157 | 0.51 | 0.899
2024-01-19 14:00 | 0.696 | 0.97 | 0.679 | 0.608 | 0.58 | 0.21 | 0.429 | 0.194 | 0.585 | 0.023 | 0.701 | 0.252 | 0.596 | 0.208 | 0.76 | 0.248 | 0.424 | 0.914
2024-01-19 15:00 | 0.564 | 0.96 | 0.55 | 0.654 | 0.473 | 0.247 | 0.358 | 0.177 | 0.421 | 0.021 | 0.587 | 0.246 | 0.481 | 0.251 | 0.653 | 0.344 | 0.331 | 0.929
2024-01-19 16:00 | 0.386 | 0.939 | 0.373 | 0.732 | 0.314 | 0.286 | 0.22 | 0.22 | 0.234 | 0.05 | 0.426 | 0.264 | 0.317 | 0.319 | 0.498 | 0.473 | 0.216 | 0.927
2024-01-19 17:00 | 0.179 | 0.884 | 0.162 | 0.801 | 0.118 | 0.253 | 0.095 | 0.444 | 0.093 | 0.224 | 0.226 | 0.328 | 0.125 | 0.314 | 0.3 | 0.603 | 0.086 | 0.911
2024-01-19 18:00 | 0.027 | 0.778 | 0.014 | 0.812 | 0.009 | 0.222 | 0.008 | 0.644 | 0.008 | 0.54 | 0.031 | 0.407 | 0.011 | 0.283 | 0.096 | 0.638 | 0.007 | 0.885
2024-01-19 19:00 | 0 | 0.64 | 0 | 0.801 | 0 | 0.26 | 0 | 0.642 | 0 | 0.771 | 0 | 0.544 | 0 | 0.407 | 0.008 | 0.645 | 0 | 0.868
2024-01-19 20:00 | 0 | 0.463 | 0 | 0.821 | 0 | 0.39 | 0 | 0.701 | 0 | 0.793 | 0 | 0.637 | 0 | 0.574 | 0 | 0.65 | 0 | 0.847
2024-01-19 21:00 | 0 | 0.288 | 0 | 0.817 | 0 | 0.645 | 0 | 0.784 | 0 | 0.762 | 0 | 0.688 | 0 | 0.689 | 0 | 0.672 | 0 | 0.812
2024-01-19 22:00 | 0 | 0.202 | 0 | 0.777 | 0 | 0.682 | 0 | 0.829 | 0 | 0.772 | 0 | 0.725 | 0 | 0.68 | 0 | 0.636 | 0 | 0.786
2024-01-19 23:00 | 0 | 0.164 | 0 | 0.692 | 0 | 0.63 | 0 | 0.777 | 0 | 0.763 | 0 | 0.739 | 0 | 0.586 | 0 | 0.568 | 0 | 0.793
2024-01-20 | 0 | 0.174 | 0 | 0.579 | 0 | 0.691 | 0 | 0.738 | 0 | 0.808 | 0 | 0.765 | 0 | 0.532 | 0 | 0.539 | 0 | 0.814
2024-01-20 01:00 | 0 | 0.183 | 0 | 0.454 | 0 | 0.737 | 0 | 0.73 | 0 | 0.847 | 0 | 0.818 | 0 | 0.644 | 0 | 0.528 | 0 | 0.809
2024-01-20 02:00 | 0 | 0.162 | 0 | 0.339 | 0 | 0.739 | 0 | 0.705 | 0 | 0.851 | 0 | 0.862 | 0 | 0.693 | 0 | 0.533 | 0 | 0.774
2024-01-20 03:00 | 0 | 0.128 | 0 | 0.215 | 0 | 0.724 | 0 | 0.688 | 0 | 0.844 | 0 | 0.855 | 0 | 0.637 | 0 | 0.526 | 0 | 0.712
2024-01-20 04:00 | 0 | 0.112 | 0 | 0.155 | 0 | 0.705 | 0 | 0.666 | 0 | 0.842 | 0 | 0.804 | 0 | 0.595 | 0 | 0.507 | 0 | 0.66
2024-01-20 05:00 | 0.007 | 0.117 | 0.002 | 0.135 | 0.003 | 0.673 | 0.005 | 0.591 | 0.006 | 0.822 | 0 | 0.764 | 0.001 | 0.581 | 0 | 0.414 | 0.009 | 0.607
2024-01-20 06:00 | 0.068 | 0.058 | 0.034 | 0.111 | 0.059 | 0.733 | 0.052 | 0.64 | 0.07 | 0.852 | 0.017 | 0.625 | 0.061 | 0.618 | 0.035 | 0.28 | 0.08 | 0.547
2024-01-20 07:00 | 0.253 | 0.002 | 0.24 | 0.14 | 0.233 | 0.695 | 0.251 | 0.672 | 0.247 | 0.834 | 0.16 | 0.533 | 0.205 | 0.574 | 0.146 | 0.237 | 0.185 | 0.484
2024-01-20 08:00 | 0.458 | 0 | 0.455 | 0.101 | 0.425 | 0.522 | 0.451 | 0.61 | 0.424 | 0.707 | 0.387 | 0.683 | 0.365 | 0.394 | 0.328 | 0.184 | 0.336 | 0.37
2024-01-20 09:00 | 0.629 | 0 | 0.616 | 0.058 | 0.602 | 0.295 | 0.602 | 0.501 | 0.567 | 0.479 | 0.562 | 0.437 | 0.524 | 0.186 | 0.498 | 0.095 | 0.508 | 0.259
2024-01-20 10:00 | 0.741 | 0.001 | 0.72 | 0.026 | 0.709 | 0.127 | 0.7 | 0.359 | 0.68 | 0.253 | 0.683 | 0.208 | 0.677 | 0.049 | 0.666 | 0.012 | 0.621 | 0.203
2024-01-20 11:00 | 0.795 | 0.032 | 0.773 | 0.012 | 0.77 | 0.047 | 0.738 | 0.238 | 0.736 | 0.124 | 0.754 | 0.088 | 0.753 | 0.007 | 0.768 | 0 | 0.687 | 0.195
2024-01-20 12:00 | 0.792 | 0.094 | 0.781 | 0.007 | 0.773 | 0.019 | 0.734 | 0.17 | 0.723 | 0.067 | 0.777 | 0.021 | 0.76 | 0.001 | 0.805 | 0.008 | 0.711 | 0.219
2024-01-20 13:00 | 0.741 | 0.219 | 0.744 | 0.003 | 0.729 | 0.013 | 0.633 | 0.137 | 0.655 | 0.048 | 0.756 | 0.001 | 0.719 | 0.001 | 0.795 | 0.023 | 0.675 | 0.258
2024-01-20 14:00 | 0.653 | 0.415 | 0.663 | 0.001 | 0.64 | 0.018 | 0.543 | 0.125 | 0.566 | 0.048 | 0.691 | 0 | 0.632 | 0.002 | 0.739 | 0.035 | 0.563 | 0.279
2024-01-20 15:00 | 0.503 | 0.638 | 0.534 | 0 | 0.502 | 0.029 | 0.387 | 0.141 | 0.419 | 0.067 | 0.579 | 0 | 0.499 | 0.006 | 0.58 | 0.037 | 0.415 | 0.267
2024-01-20 16:00 | 0.312 | 0.798 | 0.361 | 0 | 0.32 | 0.051 | 0.255 | 0.194 | 0.27 | 0.102 | 0.42 | 0 | 0.323 | 0.018 | 0.303 | 0.06 | 0.236 | 0.234
2024-01-20 17:00 | 0.138 | 0.866 | 0.158 | 0 | 0.121 | 0.086 | 0.095 | 0.297 | 0.105 | 0.171 | 0.222 | 0.002 | 0.128 | 0.045 | 0.149 | 0.173 | 0.102 | 0.198
2024-01-20 18:00 | 0.031 | 0.886 | 0.018 | 0 | 0.011 | 0.158 | 0.007 | 0.388 | 0.01 | 0.282 | 0.032 | 0.02 | 0.013 | 0.097 | 0.096 | 0.22 | 0.01 | 0.156
2024-01-20 19:00 | 0 | 0.879 | 0 | 0.001 | 0 | 0.3 | 0 | 0.445 | 0 | 0.451 | 0 | 0.102 | 0 | 0.18 | 0.009 | 0.197 | 0 | 0.118
2024-01-20 20:00 | 0 | 0.875 | 0 | 0.004 | 0 | 0.438 | 0 | 0.418 | 0 | 0.532 | 0 | 0.185 | 0 | 0.264 | 0 | 0.241 | 0 | 0.094
2024-01-20 21:00 | 0 | 0.875 | 0 | 0.01 | 0 | 0.513 | 0 | 0.378 | 0 | 0.495 | 0 | 0.244 | 0 | 0.358 | 0 | 0.302 | 0 | 0.078
2024-01-20 22:00 | 0 | 0.87 | 0 | 0.018 | 0 | 0.502 | 0 | 0.341 | 0 | 0.367 | 0 | 0.291 | 0 | 0.431 | 0 | 0.311 | 0 | 0.067
2024-01-20 23:00 | 0 | 0.843 | 0 | 0.038 | 0 | 0.433 | 0 | 0.333 | 0 | 0.291 | 0 | 0.341 | 0 | 0.472 | 0 | 0.226 | 0 | 0.058
2024-01-21 | 0 | 0.8 | 0 | 0.145 | 0 | 0.329 | 0 | 0.314 | 0 | 0.249 | 0 | 0.396 | 0 | 0.454 | 0 | 0.121 | 0 | 0.049
2024-01-21 01:00 | 0 | 0.762 | 0 | 0.454 | 0 | 0.256 | 0 | 0.294 | 0 | 0.242 | 0 | 0.432 | 0 | 0.399 | 0 | 0.054 | 0 | 0.049
2024-01-21 02:00 | 0 | 0.703 | 0 | 0.664 | 0 | 0.195 | 0 | 0.292 | 0 | 0.242 | 0 | 0.416 | 0 | 0.272 | 0 | 0.015 | 0 | 0.067
2024-01-21 03:00 | 0 | 0.601 | 0 | 0.692 | 0 | 0.16 | 0 | 0.223 | 0 | 0.233 | 0 | 0.323 | 0 | 0.207 | 0 | 0 | 0 | 0.099
2024-01-21 04:00 | 0 | 0.512 | 0 | 0.624 | 0 | 0.139 | 0 | 0.175 | 0 | 0.233 | 0 | 0.215 | 0 | 0.17 | 0 | 0 | 0 | 0.13
2024-01-21 05:00 | 0.006 | 0.466 | 0.002 | 0.544 | 0.003 | 0.101 | 0.004 | 0.113 | 0.005 | 0.202 | 0 | 0.205 | 0.002 | 0.121 | 0 | 0.015 | 0.012 | 0.163
2024-01-21 06:00 | 0.041 | 0.337 | 0.031 | 0.547 | 0.03 | 0.039 | 0.039 | 0.146 | 0.043 | 0.193 | 0.018 | 0.347 | 0.031 | 0.078 | 0.027 | 0.016 | 0.088 | 0.207
2024-01-21 07:00 | 0.26 | 0.221 | 0.238 | 0.476 | 0.253 | 0.011 | 0.258 | 0.138 | 0.273 | 0.108 | 0.155 | 0.312 | 0.233 | 0.045 | 0.145 | 0.022 | 0.304 | 0.343
2024-01-21 08:00 | 0.458 | 0.19 | 0.445 | 0.358 | 0.46 | 0.002 | 0.463 | 0.144 | 0.48 | 0.076 | 0.374 | 0.4 | 0.442 | 0.013 | 0.325 | 0.035 | 0.497 | 0.462
2024-01-21 09:00 | 0.606 | 0.152 | 0.599 | 0.233 | 0.614 | 0.014 | 0.616 | 0.123 | 0.629 | 0.112 | 0.54 | 0.508 | 0.601 | 0.005 | 0.439 | 0.053 | 0.643 | 0.517
2024-01-21 10:00 | 0.7 | 0.081 | 0.702 | 0.199 | 0.714 | 0.04 | 0.714 | 0.095 | 0.724 | 0.114 | 0.653 | 0.532 | 0.702 | 0.012 | 0.525 | 0.131 | 0.735 | 0.571
2024-01-21 11:00 | 0.749 | 0.027 | 0.756 | 0.182 | 0.764 | 0.047 | 0.76 | 0.066 | 0.769 | 0.077 | 0.718 | 0.488 | 0.751 | 0.013 | 0.679 | 0.231 | 0.779 | 0.644
2024-01-21 12:00 | 0.756 | 0.011 | 0.765 | 0.159 | 0.767 | 0.036 | 0.76 | 0.053 | 0.768 | 0.039 | 0.737 | 0.394 | 0.756 | 0.009 | 0.76 | 0.292 | 0.776 | 0.726
2024-01-21 13:00 | 0.723 | 0.002 | 0.729 | 0.142 | 0.726 | 0.025 | 0.713 | 0.055 | 0.721 | 0.018 | 0.715 | 0.295 | 0.716 | 0.006 | 0.759 | 0.326 | 0.727 | 0.785
2024-01-21 14:00 | 0.647 | 0.027 | 0.649 | 0.126 | 0.637 | 0.016 | 0.62 | 0.065 | 0.628 | 0.01 | 0.651 | 0.214 | 0.63 | 0.003 | 0.702 | 0.324 | 0.63 | 0.809
2024-01-21 15:00 | 0.526 | 0.182 | 0.522 | 0.104 | 0.501 | 0.01 | 0.479 | 0.077 | 0.485 | 0.006 | 0.545 | 0.156 | 0.498 | 0.002 | 0.6 | 0.284 | 0.485 | 0.816
2024-01-21 16:00 | 0.359 | 0.361 | 0.351 | 0.07 | 0.32 | 0.006 | 0.294 | 0.096 | 0.3 | 0.005 | 0.395 | 0.119 | 0.321 | 0.002 | 0.452 | 0.261 | 0.297 | 0.823
2024-01-21 17:00 | 0.166 | 0.525 | 0.154 | 0.039 | 0.119 | 0.005 | 0.092 | 0.144 | 0.103 | 0.008 | 0.211 | 0.111 | 0.125 | 0.003 | 0.266 | 0.272 | 0.101 | 0.822
2024-01-21 18:00 | 0.026 | 0.344 | 0.021 | 0.019 | 0.009 | 0.005 | 0.005 | 0.27 | 0.008 | 0.047 | 0.037 | 0.124 | 0.011 | 0.008 | 0.094 | 0.231 | 0.008 | 0.794
2024-01-21 19:00 | 0 | 0.031 | 0 | 0.047 | 0 | 0.006 | 0 | 0.417 | 0 | 0.171 | 0 | 0.195 | 0 | 0.02 | 0.008 | 0.122 | 0 | 0.778
2024-01-21 20:00 | 0 | 0.058 | 0 | 0.153 | 0 | 0.013 | 0 | 0.432 | 0 | 0.317 | 0 | 0.259 | 0 | 0.031 | 0 | 0.058 | 0 | 0.777
2024-01-21 21:00 | 0 | 0.298 | 0 | 0.284 | 0 | 0.037 | 0 | 0.363 | 0 | 0.38 | 0 | 0.325 | 0 | 0.044 | 0 | 0.035 | 0 | 0.76
2024-01-21 22:00 | 0 | 0.48 | 0 | 0.388 | 0 | 0.098 | 0 | 0.297 | 0 | 0.344 | 0 | 0.432 | 0 | 0.064 | 0 | 0.031 | 0 | 0.74
2024-01-21 23:00 | 0 | 0.503 | 0 | 0.413 | 0 | 0.159 | 0 | 0.22 | 0 | 0.213 | 0 | 0.55 | 0 | 0.074 | 0 | 0.032 | 0 | 0.697
2024-01-22 | 0 | 0.507 | 0 | 0.413 | 0 | 0.169 | 0 | 0.153 | 0 | 0.103 | 0 | 0.601 | 0 | 0.07 | 0 | 0.036 | 0 | 0.656
2024-01-22 01:00 | 0 | 0.464 | 0 | 0.41 | 0 | 0.132 | 0 | 0.089 | 0 | 0.055 | 0 | 0.571 | 0 | 0.05 | 0 | 0.054 | 0 | 0.636
2024-01-22 02:00 | 0 | 0.425 | 0 | 0.4 | 0 | 0.076 | 0 | 0.032 | 0 | 0.031 | 0 | 0.51 | 0 | 0.023 | 0 | 0.059 | 0 | 0.62
2024-01-22 03:00 | 0 | 0.381 | 0 | 0.395 | 0 | 0.027 | 0 | 0.003 | 0 | 0.022 | 0 | 0.438 | 0 | 0.005 | 0 | 0.044 | 0 | 0.586
2024-01-22 04:00 | 0 | 0.344 | 0 | 0.396 | 0 | 0.004 | 0 | 0 | 0 | 0.035 | 0 | 0.379 | 0 | 0 | 0 | 0.044 | 0 | 0.516
2024-01-22 05:00 | 0.006 | 0.317 | 0.002 | 0.412 | 0.002 | 0.005 | 0.003 | 0.002 | 0.004 | 0.071 | 0 | 0.331 | 0.001 | 0 | 0 | 0.043 | 0.012 | 0.428
2024-01-22 06:00 | 0.064 | 0.32 | 0.052 | 0.28 | 0.027 | 0.013 | 0.032 | 0.006 | 0.037 | 0.065 | 0.022 | 0.213 | 0.029 | 0 | 0.031 | 0.027 | 0.087 | 0.314
2024-01-22 07:00 | 0.233 | 0.366 | 0.211 | 0.278 | 0.251 | 0.009 | 0.256 | 0.007 | 0.268 | 0.027 | 0.155 | 0.064 | 0.231 | 0 | 0.133 | 0.017 | 0.297 | 0.215
2024-01-22 08:00 | 0.424 | 0.353 | 0.403 | 0.241 | 0.455 | 0.045 | 0.457 | 0.04 | 0.469 | 0.113 | 0.371 | 0.023 | 0.435 | 0.001 | 0.312 | 0.01 | 0.486 | 0.153
2024-01-22 09:00 | 0.593 | 0.347 | 0.577 | 0.125 | 0.606 | 0.068 | 0.606 | 0.063 | 0.615 | 0.13 | 0.538 | 0 | 0.588 | 0.005 | 0.503 | 0.025 | 0.629 | 0.12
2024-01-22 10:00 | 0.711 | 0.323 | 0.679 | 0.101 | 0.705 | 0.08 | 0.702 | 0.094 | 0.71 | 0.105 | 0.653 | 0 | 0.688 | 0.014 | 0.696 | 0.062 | 0.721 | 0.114
2024-01-22 11:00 | 0.773 | 0.283 | 0.733 | 0.098 | 0.754 | 0.09 | 0.747 | 0.115 | 0.755 | 0.084 | 0.718 | 0.006 | 0.74 | 0.023 | 0.785 | 0.097 | 0.765 | 0.123
2024-01-22 12:00 | 0.782 | 0.262 | 0.743 | 0.095 | 0.755 | 0.082 | 0.745 | 0.106 | 0.753 | 0.058 | 0.74 | 0.034 | 0.744 | 0.024 | 0.823 | 0.14 | 0.761 | 0.145
2024-01-22 13:00 | 0.746 | 0.289 | 0.71 | 0.093 | 0.713 | 0.063 | 0.698 | 0.079 | 0.707 | 0.036 | 0.719 | 0.067 | 0.705 | 0.019 | 0.814 | 0.199 | 0.711 | 0.175
2024-01-22 14:00 | 0.665 | 0.355 | 0.634 | 0.089 | 0.625 | 0.045 | 0.606 | 0.062 | 0.616 | 0.023 | 0.656 | 0.096 | 0.619 | 0.016 | 0.756 | 0.245 | 0.614 | 0.195
2024-01-22 15:00 | 0.54 | 0.42 | 0.512 | 0.086 | 0.491 | 0.03 | 0.466 | 0.055 | 0.477 | 0.018 | 0.549 | 0.125 | 0.488 | 0.013 | 0.651 | 0.274 | 0.471 | 0.184
2024-01-22 16:00 | 0.37 | 0.407 | 0.347 | 0.086 | 0.313 | 0.017 | 0.284 | 0.048 | 0.295 | 0.017 | 0.398 | 0.155 | 0.314 | 0.01 | 0.495 | 0.29 | 0.288 | 0.152
2024-01-22 17:00 | 0.173 | 0.295 | 0.153 | 0.099 | 0.117 | 0.006 | 0.091 | 0.041 | 0.102 | 0.025 | 0.211 | 0.189 | 0.123 | 0.004 | 0.298 | 0.275 | 0.101 | 0.113
2024-01-22 18:00 | 0.027 | 0.179 | 0.02 | 0.177 | 0.009 | 0.002 | 0.005 | 0.058 | 0.007 | 0.07 | 0.037 | 0.249 | 0.011 | 0.002 | 0.095 | 0.253 | 0.008 | 0.084
2024-01-22 19:00 | 0 | 0.12 | 0 | 0.346 | 0 | 0.005 | 0 | 0.137 | 0 | 0.219 | 0 | 0.429 | 0 | 0.011 | 0.007 | 0.231 | 0 | 0.047
2024-01-22 20:00 | 0 | 0.085 | 0 | 0.453 | 0 | 0.007 | 0 | 0.24 | 0 | 0.417 | 0 | 0.563 | 0 | 0.029 | 0 | 0.176 | 0 | 0.016
2024-01-22 21:00 | 0 | 0.054 | 0 | 0.476 | 0 | 0.005 | 0 | 0.304 | 0 | 0.517 | 0 | 0.61 | 0 | 0.036 | 0 | 0.118 | 0 | 0.003
2024-01-22 22:00 | 0 | 0.035 | 0 | 0.425 | 0 | 0.011 | 0 | 0.295 | 0 | 0.466 | 0 | 0.63 | 0 | 0.03 | 0 | 0.078 | 0 | 0
2024-01-22 23:00 | 0 | 0.011 | 0 | 0.315 | 0 | 0.076 | 0 | 0.265 | 0 | 0.311 | 0 | 0.649 | 0 | 0.011 | 0 | 0.078 | 0 | 0
2024-01-23 | 0 | 0.003 | 0 | 0.155 | 0 | 0.194 | 0 | 0.249 | 0 | 0.153 | 0 | 0.639 | 0 | 0.001 | 0 | 0.101 | 0 | 0
2024-01-23 01:00 | 0 | 0.004 | 0 | 0.078 | 0 | 0.289 | 0 | 0.242 | 0 | 0.057 | 0 | 0.592 | 0 | 0.007 | 0 | 0.112 | 0 | 0
2024-01-23 02:00 | 0 | 0.012 | 0 | 0.098 | 0 | 0.315 | 0 | 0.237 | 0 | 0.017 | 0 | 0.52 | 0 | 0.074 | 0 | 0.104 | 0 | 0
2024-01-23 03:00 | 0 | 0.026 | 0 | 0.136 | 0 | 0.302 | 0 | 0.216 | 0 | 0.004 | 0 | 0.446 | 0 | 0.176 | 0 | 0.09 | 0 | 0
2024-01-23 04:00 | 0 | 0.049 | 0 | 0.144 | 0 | 0.274 | 0 | 0.168 | 0 | 0.002 | 0 | 0.315 | 0 | 0.216 | 0 | 0.068 | 0 | 0.004
2024-01-23 05:00 | 0.005 | 0.089 | 0.002 | 0.125 | 0.003 | 0.233 | 0.004 | 0.105 | 0.004 | 0.002 | 0 | 0.225 | 0.002 | 0.185 | 0 | 0.047 | 0.012 | 0.019
2024-01-23 06:00 | 0.075 | 0.129 | 0.028 | 0.071 | 0.035 | 0.119 | 0.044 | 0.025 | 0.039 | 0.001 | 0.024 | 0.17 | 0.038 | 0.081 | 0.027 | 0.04 | 0.094 | 0.048
2024-01-23 07:00 | 0.206 | 0.139 | 0.234 | 0.011 | 0.244 | 0.041 | 0.249 | 0.002 | 0.262 | 0 | 0.153 | 0.151 | 0.226 | 0.011 | 0.112 | 0.061 | 0.23 | 0.083
2024-01-23 08:00 | 0.342 | 0.133 | 0.434 | 0 | 0.443 | 0.009 | 0.451 | 0 | 0.46 | 0 | 0.367 | 0.141 | 0.421 | 0 | 0.238 | 0.08 | 0.408 | 0.108
2024-01-23 09:00 | 0.493 | 0.152 | 0.585 | 0.027 | 0.591 | 0 | 0.597 | 0.006 | 0.607 | 0.003 | 0.536 | 0.107 | 0.57 | 0 | 0.396 | 0.096 | 0.546 | 0.136
2024-01-23 10:00 | 0.628 | 0.211 | 0.686 | 0.113 | 0.687 | 0.001 | 0.691 | 0.027 | 0.7 | 0.014 | 0.652 | 0.075 | 0.667 | 0 | 0.539 | 0.129 | 0.677 | 0.18
2024-01-23 11:00 | 0.649 | 0.338 | 0.738 | 0.209 | 0.736 | 0.001 | 0.736 | 0.041 | 0.746 | 0.024 | 0.719 | 0.101 | 0.719 | 0 | 0.66 | 0.206 | 0.752 | 0.255
2024-01-23 12:00 | 0.624 | 0.506 | 0.747 | 0.296 | 0.734 | 0.001 | 0.734 | 0.045 | 0.744 | 0.027 | 0.741 | 0.208 | 0.712 | 0 | 0.739 | 0.285 | 0.755 | 0.342
2024-01-23 13:00 | 0.612 | 0.627 | 0.713 | 0.367 | 0.691 | 0.002 | 0.689 | 0.045 | 0.698 | 0.029 | 0.721 | 0.371 | 0.669 | 0 | 0.785 | 0.311 | 0.706 | 0.405
2024-01-23 14:00 | 0.556 | 0.693 | 0.632 | 0.414 | 0.605 | 0.003 | 0.598 | 0.041 | 0.608 | 0.032 | 0.659 | 0.503 | 0.559 | 0 | 0.745 | 0.357 | 0.612 | 0.423
2024-01-23 15:00 | 0.454 | 0.73 | 0.506 | 0.457 | 0.464 | 0.007 | 0.461 | 0.036 | 0.471 | 0.035 | 0.552 | 0.563 | 0.417 | 0.001 | 0.646 | 0.4 | 0.47 | 0.389
2024-01-23 16:00 | 0.3 | 0.744 | 0.345 | 0.503 | 0.287 | 0.013 | 0.282 | 0.027 | 0.292 | 0.035 | 0.401 | 0.578 | 0.255 | 0.005 | 0.492 | 0.451 | 0.286 | 0.293
2024-01-23 17:00 | 0.153 | 0.72 | 0.153 | 0.564 | 0.112 | 0.022 | 0.091 | 0.018 | 0.101 | 0.027 | 0.214 | 0.592 | 0.109 | 0.019 | 0.297 | 0.496 | 0.103 | 0.173
2024-01-23 18:00 | 0.034 | 0.642 | 0.018 | 0.58 | 0.012 | 0.028 | 0.005 | 0.025 | 0.008 | 0.011 | 0.038 | 0.605 | 0.012 | 0.068 | 0.098 | 0.54 | 0.008 | 0.115
2024-01-23 19:00 | 0 | 0.454 | 0 | 0.678 | 0 | 0.066 | 0 | 0.097 | 0 | 0.025 | 0 | 0.678 | 0 | 0.236 | 0.007 | 0.574 | 0 | 0.095
2024-01-23 20:00 | 0 | 0.302 | 0 | 0.751 | 0 | 0.131 | 0 | 0.232 | 0 | 0.118 | 0 | 0.78 | 0 | 0.436 | 0 | 0.567 | 0 | 0.098
2024-01-23 21:00 | 0 | 0.233 | 0 | 0.739 | 0 | 0.163 | 0 | 0.325 | 0 | 0.219 | 0 | 0.792 | 0 | 0.51 | 0 | 0.532 | 0 | 0.132
2024-01-23 22:00 | 0 | 0.208 | 0 | 0.67 | 0 | 0.146 | 0 | 0.346 | 0 | 0.279 | 0 | 0.775 | 0 | 0.466 | 0 | 0.506 | 0 | 0.192
2024-01-23 23:00 | 0 | 0.251 | 0 | 0.571 | 0 | 0.073 | 0 | 0.364 | 0 | 0.349 | 0 | 0.734 | 0 | 0.344 | 0 | 0.502 | 0 | 0.271
2024-01-24 | 0 | 0.294 | 0 | 0.431 | 0 | 0.013 | 0 | 0.382 | 0 | 0.379 | 0 | 0.697 | 0 | 0.199 | 0 | 0.491 | 0 | 0.366
2024-01-24 01:00 | 0 | 0.274 | 0 | 0.255 | 0 | 0 | 0 | 0.391 | 0 | 0.323 | 0 | 0.643 | 0 | 0.096 | 0 | 0.465 | 0 | 0.507
2024-01-24 02:00 | 0 | 0.289 | 0 | 0.141 | 0 | 0.006 | 0 | 0.403 | 0 | 0.22 | 0 | 0.557 | 0 | 0.039 | 0 | 0.466 | 0 | 0.575
2024-01-24 03:00 | 0 | 0.298 | 0 | 0.131 | 0 | 0.061 | 0 | 0.383 | 0 | 0.192 | 0 | 0.464 | 0 | 0.014 | 0 | 0.478 | 0 | 0.635
2024-01-24 04:00 | 0 | 0.28 | 0 | 0.144 | 0 | 0.171 | 0 | 0.343 | 0 | 0.27 | 0 | 0.383 | 0 | 0.007 | 0 | 0.479 | 0 | 0.679
2024-01-24 05:00 | 0.005 | 0.256 | 0.002 | 0.142 | 0.003 | 0.285 | 0.004 | 0.285 | 0.005 | 0.343 | 0 | 0.346 | 0.001 | 0.059 | 0 | 0.472 | 0.014 | 0.682
2024-01-24 06:00 | 0.069 | 0.211 | 0.03 | 0.179 | 0.035 | 0.284 | 0.06 | 0.259 | 0.048 | 0.223 | 0.021 | 0.237 | 0.035 | 0.134 | 0.027 | 0.442 | 0.1 | 0.71
2024-01-24 07:00 | 0.238 | 0.147 | 0.234 | 0.3 | 0.244 | 0.332 | 0.245 | 0.241 | 0.258 | 0.154 | 0.156 | 0.213 | 0.224 | 0.218 | 0.141 | 0.538 | 0.267 | 0.714
2024-01-24 08:00 | 0.428 | 0.072 | 0.441 | 0.165 | 0.445 | 0.212 | 0.441 | 0.146 | 0.454 | 0.077 | 0.376 | 0.121 | 0.421 | 0.164 | 0.36 | 0.513 | 0.437 | 0.682
2024-01-24 09:00 | 0.55 | 0.04 | 0.597 | 0.092 | 0.594 | 0.105 | 0.586 | 0.048 | 0.6 | 0.039 | 0.546 | 0.024 | 0.567 | 0.064 | 0.553 | 0.485 | 0.587 | 0.644
2024-01-24 10:00 | 0.682 | 0.035 | 0.699 | 0.159 | 0.69 | 0.047 | 0.678 | 0.016 | 0.693 | 0.028 | 0.663 | 0.025 | 0.659 | 0.012 | 0.691 | 0.505 | 0.672 | 0.622
2024-01-24 11:00 | 0.773 | 0.057 | 0.753 | 0.294 | 0.73 | 0.03 | 0.723 | 0.001 | 0.739 | 0.03 | 0.731 | 0.061 | 0.712 | 0.001 | 0.776 | 0.554 | 0.721 | 0.604
2024-01-24 12:00 | 0.788 | 0.128 | 0.761 | 0.429 | 0.736 | 0.022 | 0.721 | 0 | 0.738 | 0.032 | 0.752 | 0.14 | 0.723 | 0 | 0.812 | 0.615 | 0.708 | 0.592
2024-01-24 13:00 | 0.752 | 0.243 | 0.727 | 0.535 | 0.695 | 0.016 | 0.669 | 0 | 0.693 | 0.03 | 0.731 | 0.263 | 0.684 | 0 | 0.801 | 0.677 | 0.623 | 0.561
2024-01-24 14:00 | 0.649 | 0.377 | 0.65 | 0.625 | 0.611 | 0.01 | 0.555 | 0 | 0.586 | 0.026 | 0.667 | 0.389 | 0.595 | 0 | 0.743 | 0.737 | 0.562 | 0.513
2024-01-24 15:00 | 0.505 | 0.469 | 0.527 | 0.691 | 0.473 | 0.007 | 0.413 | 0 | 0.441 | 0.022 | 0.559 | 0.463 | 0.469 | 0 | 0.637 | 0.8 | 0.408 | 0.473
2024-01-24 16:00 | 0.343 | 0.447 | 0.358 | 0.708 | 0.29 | 0.005 | 0.234 | 0.018 | 0.242 | 0.02 | 0.405 | 0.479 | 0.299 | 0 | 0.483 | 0.84 | 0.246 | 0.449
2024-01-24 17:00 | 0.162 | 0.335 | 0.157 | 0.666 | 0.114 | 0.007 | 0.089 | 0.09 | 0.091 | 0.034 | 0.216 | 0.445 | 0.12 | 0.002 | 0.29 | 0.856 | 0.097 | 0.425
2024-01-24 18:00 | 0.032 | 0.24 | 0.016 | 0.529 | 0.011 | 0.042 | 0.005 | 0.283 | 0.008 | 0.178 | 0.038 | 0.359 | 0.013 | 0.041 | 0.094 | 0.857 | 0.007 | 0.377
2024-01-24 19:00 | 0 | 0.183 | 0 | 0.536 | 0 | 0.171 | 0 | 0.47 | 0 | 0.467 | 0 | 0.327 | 0 | 0.214 | 0.006 | 0.831 | 0 | 0.326
2024-01-24 20:00 | 0 | 0.147 | 0 | 0.571 | 0 | 0.391 | 0 | 0.501 | 0 | 0.566 | 0 | 0.31 | 0 | 0.442 | 0 | 0.79 | 0 | 0.302
2024-01-24 21:00 | 0 | 0.133 | 0 | 0.538 | 0 | 0.597 | 0 | 0.566 | 0 | 0.525 | 0 | 0.319 | 0 | 0.563 | 0 | 0.785 | 0 | 0.266
2024-01-24 22:00 | 0 | 0.13 | 0 | 0.449 | 0 | 0.701 | 0 | 0.62 | 0 | 0.484 | 0 | 0.395 | 0 | 0.528 | 0 | 0.784 | 0 | 0.219
2024-01-24 23:00 | 0 | 0.112 | 0 | 0.374 | 0 | 0.64 | 0 | 0.613 | 0 | 0.411 | 0 | 0.519 | 0 | 0.401 | 0 | 0.739 | 0 | 0.191
2024-01-25 | 0 | 0.089 | 0 | 0.328 | 0 | 0.519 | 0 | 0.544 | 0 | 0.308 | 0 | 0.607 | 0 | 0.346 | 0 | 0.675 | 0 | 0.173
2024-01-25 01:00 | 0 | 0.062 | 0 | 0.274 | 0 | 0.476 | 0 | 0.413 | 0 | 0.192 | 0 | 0.63 | 0 | 0.311 | 0 | 0.622 | 0 | 0.154
2024-01-25 02:00 | 0 | 0.041 | 0 | 0.251 | 0 | 0.4 | 0 | 0.278 | 0 | 0.128 | 0 | 0.588 | 0 | 0.243 | 0 | 0.556 | 0 | 0.143
2024-01-25 03:00 | 0 | 0.035 | 0 | 0.291 | 0 | 0.31 | 0 | 0.202 | 0 | 0.088 | 0 | 0.484 | 0 | 0.162 | 0 | 0.495 | 0 | 0.12
2024-01-25 04:00 | 0 | 0.033 | 0 | 0.337 | 0 | 0.232 | 0 | 0.132 | 0 | 0.061 | 0 | 0.358 | 0 | 0.124 | 0 | 0.447 | 0 | 0.095
2024-01-25 05:00 | 0.005 | 0.031 | 0.001 | 0.3 | 0.003 | 0.219 | 0.003 | 0.115 | 0.004 | 0.051 | 0 | 0.272 | 0.001 | 0.123 | 0 | 0.42 | 0.014 | 0.06
2024-01-25 06:00 | 0.074 | 0.028 | 0.028 | 0.116 | 0.043 | 0.289 | 0.069 | 0.16 | 0.056 | 0.018 | 0.022 | 0.189 | 0.036 | 0.141 | 0.023 | 0.374 | 0.103 | 0.042
2024-01-25 07:00 | 0.214 | 0.037 | 0.236 | 0.03 | 0.244 | 0.413 | 0.23 | 0.102 | 0.256 | 0.03 | 0.154 | 0.051 | 0.225 | 0.227 | 0.142 | 0.468 | 0.253 | 0.037
2024-01-25 08:00 | 0.361 | 0.049 | 0.443 | 0.021 | 0.444 | 0.484 | 0.407 | 0.054 | 0.457 | 0.135 | 0.369 | 0.014 | 0.424 | 0.28 | 0.361 | 0.478 | 0.396 | 0.035
2024-01-25 09:00 | 0.494 | 0.064 | 0.6 | 0.167 | 0.597 | 0.491 | 0.538 | 0.035 | 0.606 | 0.259 | 0.538 | 0.006 | 0.577 | 0.294 | 0.547 | 0.471 | 0.517 | 0.043
2024-01-25 10:00 | 0.595 | 0.101 | 0.705 | 0.358 | 0.697 | 0.466 | 0.643 | 0.025 | 0.701 | 0.328 | 0.657 | 0.025 | 0.676 | 0.31 | 0.681 | 0.501 | 0.586 | 0.066
2024-01-25 11:00 | 0.646 | 0.158 | 0.759 | 0.514 | 0.744 | 0.442 | 0.7 | 0.019 | 0.741 | 0.346 | 0.725 | 0.078 | 0.721 | 0.324 | 0.761 | 0.553 | 0.637 | 0.128
2024-01-25 12:00 | 0.65 | 0.249 | 0.766 | 0.636 | 0.746 | 0.422 | 0.696 | 0.021 | 0.727 | 0.343 | 0.747 | 0.173 | 0.726 | 0.323 | 0.778 | 0.615 | 0.638 | 0.233
2024-01-25 13:00 | 0.575 | 0.367 | 0.729 | 0.723 | 0.704 | 0.405 | 0.637 | 0.029 | 0.686 | 0.325 | 0.726 | 0.295 | 0.689 | 0.3 | 0.739 | 0.697 | 0.602 | 0.329
2024-01-25 14:00 | 0.479 | 0.45 | 0.649 | 0.781 | 0.617 | 0.385 | 0.53 | 0.037 | 0.604 | 0.3 | 0.663 | 0.41 | 0.608 | 0.268 | 0.716 | 0.76 | 0.499 | 0.409
2024-01-25 15:00 | 0.39 | 0.491 | 0.524 | 0.81 | 0.475 | 0.36 | 0.396 | 0.04 | 0.472 | 0.275 | 0.555 | 0.494 | 0.476 | 0.236 | 0.584 | 0.793 | 0.355 | 0.464
2024-01-25 16:00 | 0.252 | 0.507 | 0.354 | 0.806 | 0.274 | 0.332 | 0.242 | 0.042 | 0.294 | 0.254 | 0.402 | 0.544 | 0.301 | 0.204 | 0.418 | 0.813 | 0.213 | 0.467
2024-01-25 17:00 | 0.125 | 0.524 | 0.156 | 0.82 | 0.105 | 0.227 | 0.095 | 0.034 | 0.105 | 0.203 | 0.214 | 0.553 | 0.12 | 0.123 | 0.244 | 0.814 | 0.082 | 0.451
2024-01-25 18:00 | 0.026 | 0.51 | 0.018 | 0.777 | 0.01 | 0.104 | 0.006 | 0.042 | 0.007 | 0.138 | 0.039 | 0.509 | 0.013 | 0.042 | 0.09 | 0.799 | 0.004 | 0.379
2024-01-25 19:00 | 0 | 0.437 | 0 | 0.75 | 0 | 0.038 | 0 | 0.084 | 0 | 0.101 | 0 | 0.55 | 0 | 0.02 | 0.006 | 0.732 | 0 | 0.332
2024-01-25 20:00 | 0 | 0.394 | 0 | 0.751 | 0 | 0.008 | 0 | 0.119 | 0 | 0.064 | 0 | 0.693 | 0 | 0.016 | 0 | 0.687 | 0 | 0.311
2024-01-25 21:00 | 0 | 0.374 | 0 | 0.734 | 0 | 0.006 | 0 | 0.128 | 0 | 0.059 | 0 | 0.822 | 0 | 0.027 | 0 | 0.679 | 0 | 0.279
2024-01-25 22:00 | 0 | 0.364 | 0 | 0.735 | 0 | 0.051 | 0 | 0.12 | 0 | 0.082 | 0 | 0.84 | 0 | 0.083 | 0 | 0.625 | 0 | 0.251
2024-01-25 23:00 | 0 | 0.407 | 0 | 0.701 | 0 | 0.214 | 0 | 0.118 | 0 | 0.167 | 0 | 0.805 | 0 | 0.183 | 0 | 0.552 | 0 | 0.236
2024-01-26 | 0 | 0.41 | 0 | 0.612 | 0 | 0.382 | 0 | 0.115 | 0 | 0.269 | 0 | 0.775 | 0 | 0.217 | 0 | 0.512 | 0 | 0.233
2024-01-26 01:00 | 0 | 0.402 | 0 | 0.451 | 0 | 0.391 | 0 | 0.127 | 0 | 0.268 | 0 | 0.724 | 0 | 0.152 | 0 | 0.499 | 0 | 0.239
2024-01-26 02:00 | 0 | 0.388 | 0 | 0.32 | 0 | 0.332 | 0 | 0.151 | 0 | 0.217 | 0 | 0.655 | 0 | 0.081 | 0 | 0.503 | 0 | 0.26
2024-01-26 03:00 | 0 | 0.383 | 0 | 0.29 | 0 | 0.256 | 0 | 0.182 | 0 | 0.164 | 0 | 0.61 | 0 | 0.037 | 0 | 0.521 | 0 | 0.274
2024-01-26 04:00 | 0 | 0.395 | 0 | 0.27 | 0 | 0.226 | 0 | 0.197 | 0 | 0.138 | 0 | 0.59 | 0 | 0.013 | 0 | 0.532 | 0 | 0.263
2024-01-26 05:00 | 0.004 | 0.41 | 0.001 | 0.274 | 0.003 | 0.256 | 0.003 | 0.209 | 0.004 | 0.198 | 0 | 0.611 | 0.001 | 0.019 | 0 | 0.532 | 0.009 | 0.223
2024-01-26 06:00 | 0.071 | 0.428 | 0.029 | 0.272 | 0.062 | 0.305 | 0.069 | 0.25 | 0.072 | 0.289 | 0.016 | 0.547 | 0.051 | 0.042 | 0.019 | 0.498 | 0.079 | 0.203
2024-01-26 07:00 | 0.218 | 0.507 | 0.238 | 0.223 | 0.248 | 0.348 | 0.243 | 0.209 | 0.249 | 0.355 | 0.154 | 0.604 | 0.224 | 0.095 | 0.141 | 0.574 | 0.175 | 0.228
2024-01-26 08:00 | 0.369 | 0.513 | 0.448 | 0.036 | 0.424 | 0.398 | 0.438 | 0.108 | 0.442 | 0.339 | 0.374 | 0.481 | 0.393 | 0.189 | 0.364 | 0.585 | 0.272 | 0.261
2024-01-26 09:00 | 0.409 | 0.51 | 0.605 | 0 | 0.542 | 0.466 | 0.577 | 0.046 | 0.582 | 0.327 | 0.547 | 0.264 | 0.505 | 0.32 | 0.55 | 0.479 | 0.402 | 0.285
2024-01-26 10:00 | 0.513 | 0.525 | 0.709 | 0 | 0.617 | 0.519 | 0.656 | 0.019 | 0.651 | 0.322 | 0.668 | 0.163 | 0.582 | 0.417 | 0.683 | 0.32 | 0.471 | 0.289
2024-01-26 11:00 | 0.586 | 0.569 | 0.764 | 0.006 | 0.674 | 0.535 | 0.685 | 0.007 | 0.656 | 0.292 | 0.739 | 0.107 | 0.649 | 0.439 | 0.762 | 0.21 | 0.546 | 0.283
2024-01-26 12:00 | 0.644 | 0.63 | 0.772 | 0.021 | 0.697 | 0.516 | 0.672 | 0.002 | 0.629 | 0.248 | 0.762 | 0.082 | 0.696 | 0.415 | 0.792 | 0.155 | 0.546 | 0.287
2024-01-26 13:00 | 0.653 | 0.701 | 0.737 | 0.041 | 0.648 | 0.476 | 0.579 | 0 | 0.602 | 0.214 | 0.742 | 0.09 | 0.668 | 0.39 | 0.777 | 0.133 | 0.579 | 0.305
2024-01-26 14:00 | 0.6 | 0.755 | 0.656 | 0.056 | 0.503 | 0.432 | 0.41 | 0 | 0.553 | 0.179 | 0.678 | 0.125 | 0.558 | 0.352 | 0.715 | 0.166 | 0.521 | 0.316
2024-01-26 15:00 | 0.488 | 0.791 | 0.53 | 0.06 | 0.322 | 0.352 | 0.278 | 0.005 | 0.42 | 0.141 | 0.569 | 0.191 | 0.417 | 0.294 | 0.606 | 0.282 | 0.386 | 0.308
2024-01-26 16:00 | 0.329 | 0.811 | 0.358 | 0.049 | 0.157 | 0.228 | 0.168 | 0.059 | 0.239 | 0.093 | 0.414 | 0.272 | 0.251 | 0.198 | 0.452 | 0.484 | 0.241 | 0.285
2024-01-26 17:00 | 0.163 | 0.817 | 0.158 | 0.042 | 0.068 | 0.099 | 0.076 | 0.174 | 0.075 | 0.024 | 0.22 | 0.355 | 0.108 | 0.062 | 0.267 | 0.672 | 0.101 | 0.263
2024-01-26 18:00 | 0.033 | 0.801 | 0.017 | 0.051 | 0.009 | 0.031 | 0.004 | 0.305 | 0.003 | 0 | 0.037 | 0.43 | 0.01 | 0 | 0.09 | 0.808 | 0.007 | 0.21
2024-01-26 19:00 | 0 | 0.733 | 0 | 0.093 | 0 | 0.041 | 0 | 0.44 | 0 | 0.012 | 0 | 0.561 | 0 | 0.016 | 0.005 | 0.826 | 0 | 0.156
2024-01-26 20:00 | 0 | 0.702 | 0 | 0.163 | 0 | 0.183 | 0 | 0.471 | 0 | 0.104 | 0 | 0.645 | 0 | 0.181 | 0 | 0.796 | 0 | 0.105
2024-01-26 21:00 | 0 | 0.665 | 0 | 0.259 | 0 | 0.264 | 0 | 0.544 | 0 | 0.268 | 0 | 0.651 | 0 | 0.38 | 0 | 0.794 | 0 | 0.076
2024-01-26 22:00 | 0 | 0.599 | 0 | 0.281 | 0 | 0.3 | 0 | 0.583 | 0 | 0.464 | 0 | 0.623 | 0 | 0.495 | 0 | 0.734 | 0 | 0.055
2024-01-26 23:00 | 0 | 0.575 | 0 | 0.395 | 0 | 0.321 | 0 | 0.674 | 0 | 0.498 | 0 | 0.566 | 0 | 0.481 | 0 | 0.687 | 0 | 0.041
2024-01-27 | 0 | 0.544 | 0 | 0.631 | 0 | 0.403 | 0 | 0.712 | 0 | 0.535 | 0 | 0.509 | 0 | 0.47 | 0 | 0.671 | 0 | 0.031
2024-01-27 01:00 | 0 | 0.51 | 0 | 0.711 | 0 | 0.523 | 0 | 0.647 | 0 | 0.507 | 0 | 0.506 | 0 | 0.556 | 0 | 0.661 | 0 | 0.021
2024-01-27 02:00 | 0 | 0.544 | 0 | 0.707 | 0 | 0.528 | 0 | 0.638 | 0 | 0.424 | 0 | 0.556 | 0 | 0.615 | 0 | 0.662 | 0 | 0.019
2024-01-27 03:00 | 0 | 0.529 | 0 | 0.714 | 0 | 0.47 | 0 | 0.556 | 0 | 0.323 | 0 | 0.581 | 0 | 0.656 | 0 | 0.666 | 0 | 0.021
2024-01-27 04:00 | 0 | 0.523 | 0 | 0.71 | 0 | 0.354 | 0 | 0.473 | 0 | 0.238 | 0 | 0.586 | 0 | 0.635 | 0 | 0.692 | 0 | 0.025
2024-01-27 05:00 | 0.004 | 0.498 | 0.001 | 0.668 | 0.002 | 0.291 | 0.002 | 0.355 | 0.004 | 0.168 | 0 | 0.586 | 0 | 0.484 | 0 | 0.661 | 0.013 | 0.03
2024-01-27 06:00 | 0.042 | 0.461 | 0.042 | 0.764 | 0.067 | 0.307 | 0.061 | 0.338 | 0.075 | 0.142 | 0.015 | 0.484 | 0.061 | 0.435 | 0.022 | 0.611 | 0.1 | 0.041
2024-01-27 07:00 | 0.258 | 0.636 | 0.228 | 0.74 | 0.235 | 0.275 | 0.174 | 0.428 | 0.236 | 0.086 | 0.155 | 0.256 | 0.191 | 0.389 | 0.139 | 0.681 | 0.257 | 0.078
2024-01-27 08:00 | 0.462 | 0.642 | 0.424 | 0.604 | 0.424 | 0.227 | 0.386 | 0.401 | 0.418 | 0.05 | 0.377 | 0.196 | 0.349 | 0.331 | 0.355 | 0.727 | 0.416 | 0.106
2024-01-27 09:00 | 0.619 | 0.587 | 0.589 | 0.427 | 0.593 | 0.195 | 0.561 | 0.329 | 0.57 | 0.034 | 0.548 | 0.093 | 0.502 | 0.278 | 0.539 | 0.678 | 0.527 | 0.138
2024-01-27 10:00 | 0.721 | 0.55 | 0.677 | 0.262 | 0.67 | 0.185 | 0.671 | 0.241 | 0.693 | 0.028 | 0.669 | 0.034 | 0.602 | 0.225 | 0.673 | 0.59 | 0.607 | 0.185
2024-01-27 11:00 | 0.773 | 0.593 | 0.725 | 0.166 | 0.66 | 0.194 | 0.712 | 0.185 | 0.724 | 0.038 | 0.739 | 0.005 | 0.618 | 0.183 | 0.758 | 0.563 | 0.614 | 0.267
2024-01-27 12:00 | 0.781 | 0.682 | 0.713 | 0.104 | 0.616 | 0.191 | 0.693 | 0.155 | 0.667 | 0.051 | 0.763 | 0.001 | 0.598 | 0.141 | 0.788 | 0.622 | 0.614 | 0.384
2024-01-27 13:00 | 0.744 | 0.77 | 0.648 | 0.053 | 0.543 | 0.167 | 0.623 | 0.147 | 0.563 | 0.057 | 0.742 | 0 | 0.538 | 0.106 | 0.769 | 0.71 | 0.614 | 0.499
2024-01-27 14:00 | 0.66 | 0.832 | 0.553 | 0.014 | 0.448 | 0.133 | 0.521 | 0.146 | 0.432 | 0.056 | 0.677 | 0.003 | 0.44 | 0.081 | 0.716 | 0.806 | 0.528 | 0.571
2024-01-27 15:00 | 0.533 | 0.867 | 0.449 | 0 | 0.341 | 0.101 | 0.378 | 0.158 | 0.284 | 0.06 | 0.567 | 0.015 | 0.331 | 0.06 | 0.603 | 0.875 | 0.401 | 0.602
2024-01-27 16:00 | 0.355 | 0.883 | 0.324 | 0 | 0.212 | 0.087 | 0.221 | 0.191 | 0.16 | 0.069 | 0.411 | 0.037 | 0.206 | 0.047 | 0.449 | 0.923 | 0.247 | 0.607
2024-01-27 17:00 | 0.167 | 0.881 | 0.148 | 0 | 0.085 | 0.084 | 0.072 | 0.227 | 0.062 | 0.076 | 0.218 | 0.07 | 0.084 | 0.036 | 0.266 | 0.945 | 0.098 | 0.599
2024-01-27 18:00 | 0.028 | 0.862 | 0.023 | 0.003 | 0.009 | 0.101 | 0.003 | 0.236 | 0.004 | 0.091 | 0.038 | 0.131 | 0.01 | 0.053 | 0.091 | 0.949 | 0.006 | 0.552
2024-01-27 19:00 | 0 | 0.797 | 0 | 0.058 | 0 | 0.144 | 0 | 0.227 | 0 | 0.112 | 0 | 0.302 | 0 | 0.123 | 0.005 | 0.923 | 0 | 0.525
2024-01-27 20:00 | 0 | 0.744 | 0 | 0.171 | 0 | 0.153 | 0 | 0.185 | 0 | 0.125 | 0 | 0.482 | 0 | 0.185 | 0 | 0.902 | 0 | 0.523
2024-01-27 21:00 | 0 | 0.705 | 0 | 0.296 | 0 | 0.129 | 0 | 0.211 | 0 | 0.13 | 0 | 0.586 | 0 | 0.204 | 0 | 0.901 | 0 | 0.517
2024-01-27 22:00 | 0 | 0.649 | 0 | 0.399 | 0 | 0.101 | 0 | 0.225 | 0 | 0.119 | 0 | 0.607 | 0 | 0.201 | 0 | 0.89 | 0 | 0.505
2024-01-27 23:00 | 0 | 0.59 | 0 | 0.502 | 0 | 0.123 | 0 | 0.251 | 0 | 0.108 | 0 | 0.601 | 0 | 0.214 | 0 | 0.877 | 0 | 0.459
2024-01-28 | 0 | 0.552 | 0 | 0.541 | 0 | 0.203 | 0 | 0.291 | 0 | 0.104 | 0 | 0.583 | 0 | 0.249 | 0 | 0.852 | 0 | 0.412
2024-01-28 01:00 | 0 | 0.513 | 0 | 0.543 | 0 | 0.265 | 0 | 0.308 | 0 | 0.082 | 0 | 0.58 | 0 | 0.269 | 0 | 0.839 | 0 | 0.382
2024-01-28 02:00 | 0 | 0.45 | 0 | 0.556 | 0 | 0.253 | 0 | 0.267 | 0 | 0.055 | 0 | 0.61 | 0 | 0.22 | 0 | 0.823 | 0 | 0.349
2024-01-28 03:00 | 0 | 0.416 | 0 | 0.571 | 0 | 0.22 | 0 | 0.205 | 0 | 0.041 | 0 | 0.657 | 0 | 0.135 | 0 | 0.81 | 0 | 0.32
2024-01-28 04:00 | 0 | 0.424 | 0 | 0.519 | 0 | 0.195 | 0 | 0.138 | 0 | 0.031 | 0 | 0.678 | 0 | 0.112 | 0 | 0.793 | 0 | 0.303
2024-01-28 05:00 | 0.004 | 0.423 | 0.001 | 0.447 | 0.002 | 0.176 | 0.003 | 0.096 | 0.002 | 0.026 | 0 | 0.674 | 0.001 | 0.101 | 0 | 0.753 | 0.011 | 0.284
2024-01-28 06:00 | 0.049 | 0.398 | 0.037 | 0.493 | 0.065 | 0.258 | 0.072 | 0.128 | 0.074 | 0.042 | 0.017 | 0.615 | 0.06 | 0.137 | 0.02 | 0.7 | 0.097 | 0.249
2024-01-28 07:00 | 0.254 | 0.556 | 0.23 | 0.638 | 0.208 | 0.253 | 0.225 | 0.089 | 0.218 | 0.034 | 0.153 | 0.501 | 0.19 | 0.155 | 0.138 | 0.695 | 0.241 | 0.304
2024-01-28 08:00 | 0.454 | 0.639 | 0.431 | 0.606 | 0.36 | 0.171 | 0.406 | 0.038 | 0.347 | 0.02 | 0.368 | 0.719 | 0.353 | 0.131 | 0.354 | 0.653 | 0.385 | 0.349
2024-01-28 09:00 | 0.608 | 0.663 | 0.582 | 0.544 | 0.511 | 0.098 | 0.563 | 0.016 | 0.475 | 0.017 | 0.535 | 0.778 | 0.544 | 0.094 | 0.536 | 0.444 | 0.525 | 0.395
2024-01-28 10:00 | 0.707 | 0.675 | 0.68 | 0.481 | 0.671 | 0.045 | 0.655 | 0.007 | 0.624 | 0.012 | 0.649 | 0.726 | 0.659 | 0.061 | 0.666 | 0.175 | 0.599 | 0.472
2024-01-28 11:00 | 0.756 | 0.718 | 0.732 | 0.407 | 0.706 | 0.017 | 0.658 | 0.003 | 0.657 | 0.008 | 0.714 | 0.64 | 0.7 | 0.04 | 0.747 | 0.047 | 0.656 | 0.586
2024-01-28 12:00 | 0.761 | 0.814 | 0.734 | 0.325 | 0.703 | 0.003 | 0.635 | 0.002 | 0.651 | 0.004 | 0.733 | 0.53 | 0.706 | 0.018 | 0.782 | 0.003 | 0.65 | 0.689
2024-01-28 13:00 | 0.727 | 0.906 | 0.698 | 0.246 | 0.664 | 0 | 0.579 | 0.002 | 0.611 | 0.001 | 0.71 | 0.409 | 0.656 | 0.003 | 0.772 | 0.001 | 0.62 | 0.765
2024-01-28 14:00 | 0.641 | 0.953 | 0.623 | 0.179 | 0.576 | 0 | 0.492 | 0.006 | 0.522 | 0 | 0.646 | 0.294 | 0.571 | 0 | 0.717 | 0.003 | 0.533 | 0.812
2024-01-28 15:00 | 0.522 | 0.975 | 0.502 | 0.126 | 0.441 | 0 | 0.303 | 0.023 | 0.377 | 0 | 0.538 | 0.201 | 0.441 | 0 | 0.616 | 0.061 | 0.408 | 0.837
2024-01-28 16:00 | 0.357 | 0.985 | 0.342 | 0.093 | 0.286 | 0 | 0.195 | 0.066 | 0.245 | 0 | 0.387 | 0.135 | 0.286 | 0 | 0.467 | 0.071 | 0.252 | 0.841
2024-01-28 17:00 | 0.167 | 0.989 | 0.155 | 0.097 | 0.118 | 0 | 0.079 | 0.134 | 0.094 | 0 | 0.205 | 0.092 | 0.124 | 0 | 0.279 | 0.079 | 0.099 | 0.826
2024-01-28 18:00 | 0.027 | 0.987 | 0.019 | 0.2 | 0.011 | 0 | 0.003 | 0.199 | 0.006 | 0.037 | 0.042 | 0.058 | 0.013 | 0.013 | 0.089 | 0.187 | 0.006 | 0.776
2024-01-28 19:00 | 0 | 0.978 | 0 | 0.557 | 0 | 0.058 | 0 | 0.256 | 0 | 0.17 | 0 | 0.05 | 0 | 0.117 | 0.005 | 0.42 | 0 | 0.758
2024-01-28 20:00 | 0 | 0.973 | 0 | 0.712 | 0 | 0.222 | 0 | 0.275 | 0 | 0.241 | 0 | 0.074 | 0 | 0.256 | 0 | 0.553 | 0 | 0.754
2024-01-28 21:00 | 0 | 0.964 | 0 | 0.747 | 0 | 0.352 | 0 | 0.264 | 0 | 0.212 | 0 | 0.108 | 0 | 0.338 | 0 | 0.566 | 0 | 0.725
2024-01-28 22:00 | 0 | 0.947 | 0 | 0.751 | 0 | 0.382 | 0 | 0.22 | 0 | 0.168 | 0 | 0.092 | 0 | 0.364 | 0 | 0.473 | 0 | 0.706
2024-01-28 23:00 | 0 | 0.914 | 0 | 0.718 | 0 | 0.367 | 0 | 0.187 | 0 | 0.136 | 0 | 0.025 | 0 | 0.338 | 0 | 0.328 | 0 | 0.679
2024-01-29 | 0 | 0.901 | 0 | 0.62 | 0 | 0.348 | 0 | 0.176 | 0 | 0.102 | 0 | 0.019 | 0 | 0.334 | 0 | 0.162 | 0 | 0.65
2024-01-29 01:00 | 0 | 0.876 | 0 | 0.479 | 0 | 0.35 | 0 | 0.178 | 0 | 0.082 | 0 | 0.088 | 0 | 0.336 | 0 | 0.057 | 0 | 0.647
2024-01-29 02:00 | 0 | 0.861 | 0 | 0.411 | 0 | 0.355 | 0 | 0.181 | 0 | 0.076 | 0 | 0.278 | 0 | 0.305 | 0 | 0.041 | 0 | 0.663
2024-01-29 03:00 | 0 | 0.842 | 0 | 0.388 | 0 | 0.338 | 0 | 0.188 | 0 | 0.075 | 0 | 0.54 | 0 | 0.302 | 0 | 0.071 | 0 | 0.684
2024-01-29 04:00 | 0 | 0.81 | 0 | 0.384 | 0 | 0.315 | 0 | 0.188 | 0 | 0.068 | 0 | 0.537 | 0 | 0.253 | 0 | 0.086 | 0 | 0.7
2024-01-29 05:00 | 0.004 | 0.792 | 0.001 | 0.376 | 0.002 | 0.313 | 0.002 | 0.161 | 0.003 | 0.065 | 0 | 0.506 | 0 | 0.218 | 0 | 0.09 | 0.011 | 0.697
2024-01-29 06:00 | 0.059 | 0.75 | 0.045 | 0.532 | 0.061 | 0.364 | 0.065 | 0.22 | 0.072 | 0.072 | 0.024 | 0.386 | 0.054 | 0.278 | 0.024 | 0.123 | 0.09 | 0.715
2024-01-29 07:00 | 0.237 | 0.707 | 0.226 | 0.685 | 0.223 | 0.356 | 0.231 | 0.183 | 0.227 | 0.078 | 0.15 | 0.584 | 0.214 | 0.279 | 0.139 | 0.253 | 0.294 | 0.772
2024-01-29 08:00 | 0.427 | 0.565 | 0.428 | 0.649 | 0.434 | 0.291 | 0.436 | 0.093 | 0.422 | 0.046 | 0.352 | 0.809 | 0.413 | 0.219 | 0.339 | 0.328 | 0.482 | 0.814
2024-01-29 09:00 | 0.575 | 0.364 | 0.564 | 0.574 | 0.6 | 0.204 | 0.595 | 0.049 | 0.566 | 0.022 | 0.518 | 0.939 | 0.572 | 0.166 | 0.507 | 0.402 | 0.624 | 0.827
2024-01-29 10:00 | 0.667 | 0.224 | 0.647 | 0.494 | 0.707 | 0.128 | 0.678 | 0.036 | 0.668 | 0.007 | 0.617 | 0.968 | 0.687 | 0.118 | 0.641 | 0.432 | 0.715 | 0.832
2024-01-29 11:00 | 0.712 | 0.182 | 0.686 | 0.415 | 0.755 | 0.064 | 0.721 | 0.031 | 0.707 | 0 | 0.666 | 0.976 | 0.748 | 0.064 | 0.724 | 0.444 | 0.762 | 0.865
2024-01-29 12:00 | 0.697 | 0.132 | 0.687 | 0.332 | 0.751 | 0.025 | 0.735 | 0.028 | 0.689 | 0 | 0.676 | 0.971 | 0.754 | 0.026 | 0.76 | 0.442 | 0.757 | 0.898
2024-01-29 13:00 | 0.62 | 0.076 | 0.648 | 0.251 | 0.693 | 0.009 | 0.679 | 0.027 | 0.625 | 0 | 0.664 | 0.957 | 0.711 | 0.009 | 0.738 | 0.415 | 0.702 | 0.917
2024-01-29 14:00 | 0.467 | 0.103 | 0.573 | 0.2 | 0.608 | 0.003 | 0.598 | 0.025 | 0.53 | 0 | 0.613 | 0.945 | 0.623 | 0.003 | 0.664 | 0.383 | 0.597 | 0.924
2024-01-29 15:00 | 0.327 | 0.334 | 0.445 | 0.178 | 0.473 | 0.001 | 0.47 | 0.024 | 0.409 | 0 | 0.523 | 0.927 | 0.492 | 0.002 | 0.563 | 0.339 | 0.448 | 0.924
2024-01-29 16:00 | 0.227 | 0.389 | 0.309 | 0.191 | 0.307 | 0 | 0.289 | 0.027 | 0.263 | 0 | 0.388 | 0.896 | 0.32 | 0.001 | 0.42 | 0.284 | 0.268 | 0.92
2024-01-29 17:00 | 0.103 | 0.275 | 0.144 | 0.227 | 0.123 | 0 | 0.098 | 0.046 | 0.104 | 0 | 0.207 | 0.866 | 0.129 | 0.002 | 0.252 | 0.211 | 0.097 | 0.909
2024-01-29 18:00 | 0.013 | 0.228 | 0.022 | 0.314 | 0.01 | 0.003 | 0.004 | 0.126 | 0.007 | 0.009 | 0.047 | 0.804 | 0.01 | 0.017 | 0.089 | 0.132 | 0.005 | 0.886
2024-01-29 19:00 | 0 | 0.303 | 0 | 0.488 | 0 | 0.034 | 0 | 0.222 | 0 | 0.061 | 0 | 0.604 | 0 | 0.073 | 0.004 | 0.061 | 0 | 0.867
2024-01-29 20:00 | 0 | 0.241 | 0 | 0.547 | 0 | 0.086 | 0 | 0.25 | 0 | 0.118 | 0 | 0.355 | 0 | 0.129 | 0 | 0.018 | 0 | 0.86
2024-01-29 21:00 | 0 | 0.097 | 0 | 0.429 | 0 | 0.127 | 0 | 0.244 | 0 | 0.137 | 0 | 0.245 | 0 | 0.154 | 0 | 0.002 | 0 | 0.857
2024-01-29 22:00 | 0 | 0.054 | 0 | 0.22 | 0 | 0.144 | 0 | 0.221 | 0 | 0.134 | 0 | 0.261 | 0 | 0.148 | 0 | 0 | 0 | 0.87
2024-01-29 23:00 | 0 | 0.019 | 0 | 0.074 | 0 | 0.125 | 0 | 0.188 | 0 | 0.112 | 0 | 0.287 | 0 | 0.114 | 0 | 0 | 0 | 0.872
2024-01-30 | 0 | 0.005 | 0 | 0.012 | 0 | 0.086 | 0 | 0.155 | 0 | 0.085 | 0 | 0.084 | 0 | 0.069 | 0 | 0 | 0 | 0.844
2024-01-30 01:00 | 0 | 0.004 | 0 | 0.015 | 0 | 0.053 | 0 | 0.113 | 0 | 0.068 | 0 | 0.003 | 0 | 0.034 | 0 | 0 | 0 | 0.774
2024-01-30 02:00 | 0 | 0.008 | 0 | 0.017 | 0 | 0.032 | 0 | 0.078 | 0 | 0.055 | 0 | 0 | 0 | 0.012 | 0 | 0.001 | 0 | 0.661
2024-01-30 03:00 | 0 | 0.021 | 0 | 0.018 | 0 | 0.021 | 0 | 0.061 | 0 | 0.043 | 0 | 0.011 | 0 | 0.004 | 0 | 0.006 | 0 | 0.533
2024-01-30 04:00 | 0 | 0.049 | 0 | 0.034 | 0 | 0.016 | 0 | 0.059 | 0 | 0.035 | 0 | 0.06 | 0 | 0.002 | 0 | 0.014 | 0 | 0.47
2024-01-30 05:00 | 0.004 | 0.054 | 0.001 | 0.068 | 0.002 | 0.012 | 0.003 | 0.058 | 0.003 | 0.025 | 0 | 0.11 | 0.001 | 0.002 | 0 | 0.009 | 0.01 | 0.374
2024-01-30 06:00 | 0.059 | 0.049 | 0.033 | 0.046 | 0.037 | 0.007 | 0.045 | 0.022 | 0.049 | 0.014 | 0.023 | 0.109 | 0.037 | 0.002 | 0.026 | 0 | 0.092 | 0.347
2024-01-30 07:00 | 0.23 | 0.055 | 0.228 | 0.086 | 0.245 | 0.023 | 0.251 | 0.001 | 0.261 | 0.054 | 0.149 | 0.188 | 0.228 | 0.027 | 0.133 | 0 | 0.232 | 0.337
2024-01-30 08:00 | 0.402 | 0.034 | 0.434 | 0.171 | 0.449 | 0.015 | 0.448 | 0 | 0.46 | 0.094 | 0.354 | 0.368 | 0.429 | 0.015 | 0.309 | 0 | 0.411 | 0.328
2024-01-30 09:00 | 0.528 | 0.014 | 0.592 | 0.213 | 0.604 | 0.014 | 0.596 | 0.009 | 0.61 | 0.099 | 0.523 | 0.494 | 0.584 | 0.009 | 0.47 | 0 | 0.591 | 0.315
2024-01-30 10:00 | 0.615 | 0.008 | 0.698 | 0.233 | 0.706 | 0.022 | 0.685 | 0.022 | 0.706 | 0.093 | 0.641 | 0.566 | 0.687 | 0.011 | 0.599 | 0.003 | 0.701 | 0.341
2024-01-30 11:00 | 0.664 | 0.012 | 0.754 | 0.225 | 0.757 | 0.035 | 0.72 | 0.027 | 0.745 | 0.081 | 0.714 | 0.578 | 0.736 | 0.021 | 0.686 | 0.02 | 0.738 | 0.438
2024-01-30 12:00 | 0.7 | 0.048 | 0.762 | 0.189 | 0.76 | 0.05 | 0.701 | 0.026 | 0.741 | 0.07 | 0.738 | 0.571 | 0.732 | 0.034 | 0.71 | 0.07 | 0.72 | 0.558
2024-01-30 13:00 | 0.655 | 0.136 | 0.723 | 0.167 | 0.717 | 0.067 | 0.644 | 0.022 | 0.687 | 0.063 | 0.719 | 0.55 | 0.686 | 0.05 | 0.726 | 0.159 | 0.659 | 0.645
2024-01-30 14:00 | 0.564 | 0.243 | 0.638 | 0.169 | 0.624 | 0.084 | 0.566 | 0.017 | 0.587 | 0.058 | 0.658 | 0.495 | 0.585 | 0.066 | 0.675 | 0.278 | 0.559 | 0.694
2024-01-30 15:00 | 0.451 | 0.31 | 0.507 | 0.196 | 0.48 | 0.101 | 0.414 | 0.015 | 0.432 | 0.054 | 0.551 | 0.432 | 0.444 | 0.078 | 0.586 | 0.37 | 0.421 | 0.715
2024-01-30 16:00 | 0.328 | 0.278 | 0.337 | 0.232 | 0.291 | 0.119 | 0.255 | 0.013 | 0.245 | 0.052 | 0.4 | 0.398 | 0.27 | 0.081 | 0.455 | 0.446 | 0.258 | 0.731
2024-01-30 17:00 | 0.161 | 0.203 | 0.148 | 0.274 | 0.111 | 0.114 | 0.091 | 0.017 | 0.09 | 0.053 | 0.214 | 0.398 | 0.116 | 0.058 | 0.27 | 0.525 | 0.096 | 0.72
2024-01-30 18:00 | 0.028 | 0.144 | 0.016 | 0.296 | 0.009 | 0.091 | 0.004 | 0.058 | 0.005 | 0.084 | 0.041 | 0.395 | 0.012 | 0.019 | 0.092 | 0.59 | 0.005 | 0.655
2024-01-30 19:00 | 0 | 0.093 | 0 | 0.379 | 0 | 0.059 | 0 | 0.149 | 0 | 0.13 | 0 | 0.486 | 0 | 0.003 | 0.004 | 0.596 | 0 | 0.592
2024-01-30 20:00 | 0 | 0.064 | 0 | 0.452 | 0 | 0.019 | 0 | 0.227 | 0 | 0.128 | 0 | 0.567 | 0 | 0 | 0 | 0.556 | 0 | 0.596
2024-01-30 21:00 | 0 | 0.062 | 0 | 0.462 | 0 | 0.002 | 0 | 0.289 | 0 | 0.106 | 0 | 0.607 | 0 | 0 | 0 | 0.521 | 0 | 0.633
2024-01-30 22:00 | 0 | 0.072 | 0 | 0.407 | 0 | 0.001 | 0 | 0.308 | 0 | 0.102 | 0 | 0.666 | 0 | 0.003 | 0 | 0.432 | 0 | 0.638
2024-01-30 23:00 | 0 | 0.091 | 0 | 0.334 | 0 | 0.007 | 0 | 0.274 | 0 | 0.108 | 0 | 0.685 | 0 | 0.005 | 0 | 0.374 | 0 | 0.628
2024-01-31 | 0 | 0.112 | 0 | 0.272 | 0 | 0.018 | 0 | 0.233 | 0 | 0.112 | 0 | 0.652 | 0 | 0.004 | 0 | 0.348 | 0 | 0.609
2024-01-31 01:00 | 0 | 0.12 | 0 | 0.195 | 0 | 0.031 | 0 | 0.196 | 0 | 0.118 | 0 | 0.566 | 0 | 0.003 | 0 | 0.376 | 0 | 0.593
2024-01-31 02:00 | 0 | 0.121 | 0 | 0.11 | 0 | 0.038 | 0 | 0.154 | 0 | 0.131 | 0 | 0.461 | 0 | 0.002 | 0 | 0.41 | 0 | 0.583
2024-01-31 03:00 | 0 | 0.102 | 0 | 0.034 | 0 | 0.038 | 0 | 0.121 | 0 | 0.124 | 0 | 0.355 | 0 | 0.002 | 0 | 0.446 | 0 | 0.552
2024-01-31 04:00 | 0 | 0.093 | 0 | 0.002 | 0 | 0.026 | 0 | 0.102 | 0 | 0.1 | 0 | 0.228 | 0 | 0.001 | 0 | 0.481 | 0 | 0.485
2024-01-31 05:00 | 0.002 | 0.091 | 0.001 | 0 | 0.001 | 0.016 | 0.002 | 0.087 | 0.003 | 0.068 | 0 | 0.156 | 0 | 0.001 | 0 | 0.494 | 0.01 | 0.343
2024-01-31 06:00 | 0.067 | 0.095 | 0.031 | 0.005 | 0.039 | 0.006 | 0.055 | 0.039 | 0.055 | 0.029 | 0.02 | 0.096 | 0.036 | 0.001 | 0.021 | 0.479 | 0.092 | 0.201
2024-01-31 07:00 | 0.196 | 0.112 | 0.229 | 0.048 | 0.245 | 0.002 | 0.245 | 0.017 | 0.261 | 0.04 | 0.153 | 0.051 | 0.226 | 0 | 0.135 | 0.61 | 0.286 | 0.12
2024-01-31 08:00 | 0.336 | 0.131 | 0.432 | 0.134 | 0.445 | 0.014 | 0.435 | 0.002 | 0.459 | 0.076 | 0.366 | 0.016 | 0.425 | 0.002 | 0.349 | 0.651 | 0.47 | 0.1
2024-01-31 09:00 | 0.458 | 0.192 | 0.588 | 0.195 | 0.598 | 0.025 | 0.585 | 0.001 | 0.606 | 0.109 | 0.531 | 0.003 | 0.578 | 0.004 | 0.496 | 0.646 | 0.609 | 0.099
2024-01-31 10:00 | 0.545 | 0.292 | 0.692 | 0.248 | 0.693 | 0.028 | 0.665 | 0.008 | 0.7 | 0.108 | 0.648 | 0.037 | 0.676 | 0.005 | 0.661 | 0.637 | 0.689 | 0.105
2024-01-31 11:00 | 0.618 | 0.396 | 0.746 | 0.26 | 0.74 | 0.034 | 0.685 | 0.013 | 0.742 | 0.099 | 0.715 | 0.093 | 0.719 | 0.006 | 0.763 | 0.672 | 0.726 | 0.112
2024-01-31 12:00 | 0.639 | 0.494 | 0.751 | 0.239 | 0.735 | 0.04 | 0.65 | 0.017 | 0.731 | 0.094 | 0.738 | 0.152 | 0.708 | 0.007 | 0.803 | 0.738 | 0.709 | 0.111
2024-01-31 13:00 | 0.636 | 0.56 | 0.711 | 0.205 | 0.702 | 0.042 | 0.616 | 0.02 | 0.658 | 0.097 | 0.718 | 0.2 | 0.677 | 0.006 | 0.793 | 0.816 | 0.65 | 0.105
2024-01-31 14:00 | 0.575 | 0.593 | 0.629 | 0.169 | 0.618 | 0.038 | 0.499 | 0.027 | 0.5 | 0.093 | 0.656 | 0.22 | 0.601 | 0.004 | 0.734 | 0.881 | 0.557 | 0.106
2024-01-31 15:00 | 0.455 | 0.601 | 0.492 | 0.13 | 0.482 | 0.031 | 0.36 | 0.032 | 0.342 | 0.074 | 0.548 | 0.228 | 0.48 | 0.002 | 0.629 | 0.927 | 0.415 | 0.102
2024-01-31 16:00 | 0.299 | 0.589 | 0.31 | 0.095 | 0.312 | 0.022 | 0.223 | 0.033 | 0.211 | 0.042 | 0.396 | 0.22 | 0.294 | 0 | 0.477 | 0.956 | 0.249 | 0.081
2024-01-31 17:00 | 0.157 | 0.553 | 0.135 | 0.106 | 0.12 | 0.013 | 0.089 | 0.032 | 0.085 | 0.014 | 0.21 | 0.197 | 0.12 | 0 | 0.285 | 0.964 | 0.091 | 0.05
2024-01-31 18:00 | 0.027 | 0.501 | 0.017 | 0.225 | 0.008 | 0.007 | 0.004 | 0.048 | 0.004 | 0.012 | 0.042 | 0.192 | 0.011 | 0 | 0.09 | 0.958 | 0.004 | 0.027
2024-01-31 19:00 | 0 | 0.349 | 0 | 0.444 | 0 | 0.002 | 0 | 0.112 | 0 | 0.061 | 0 | 0.31 | 0 | 0 | 0.004 | 0.945 | 0 | 0.015
2024-01-31 20:00 | 0 | 0.284 | 0 | 0.52 | 0 | 0.001 | 0 | 0.191 | 0 | 0.146 | 0 | 0.451 | 0 | 0 | 0 | 0.945 | 0 | 0.012
2024-01-31 21:00 | 0 | 0.3 | 0 | 0.513 | 0 | 0.006 | 0 | 0.227 | 0 | 0.195 | 0 | 0.535 | 0 | 0 | 0 | 0.942 | 0 | 0.013
2024-01-31 22:00 | 0 | 0.3 | 0 | 0.264 | 0 | 0.073 | 0 | 0.22 | 0 | 0.188 | 0 | 0.56 | 0 | 0.007 | 0 | 0.932 | 0 | 0.018
2024-01-31 23:00 | 0 | 0.286 | 0 | 0.053 | 0 | 0.167 | 0 | 0.226 | 0 | 0.192 | 0 | 0.556 | 0 | 0.043 | 0 | 0.936 | 0 | 0.021
2024-02-01 | 0 | 0.311 | 0 | 0.32 | 0 | 0.22 | 0 | 0.261 | 0 | 0.194 | 0 | 0.532 | 0 | 0.088 | 0 | 0.937 | 0 | 0.019
2024-02-01 01:00 | 0 | 0.305 | 0 | 0.437 | 0 | 0.201 | 0 | 0.29 | 0 | 0.189 | 0 | 0.498 | 0 | 0.11 | 0 | 0.93 | 0 | 0.026
2024-02-01 02:00 | 0 | 0.311 | 0 | 0.425 | 0 | 0.153 | 0 | 0.291 | 0 | 0.189 | 0 | 0.459 | 0 | 0.131 | 0 | 0.922 | 0 | 0.049
2024-02-01 03:00 | 0 | 0.333 | 0 | 0.414 | 0 | 0.13 | 0 | 0.277 | 0 | 0.176 | 0 | 0.431 | 0 | 0.213 | 0 | 0.914 | 0 | 0.071
2024-02-01 04:00 | 0 | 0.387 | 0 | 0.398 | 0 | 0.153 | 0 | 0.259 | 0 | 0.165 | 0 | 0.432 | 0 | 0.37 | 0 | 0.911 | 0 | 0.046
2024-02-01 05:00 | 0.002 | 0.417 | 0.001 | 0.333 | 0.001 | 0.186 | 0.002 | 0.235 | 0.003 | 0.144 | 0 | 0.438 | 0 | 0.447 | 0 | 0.888 | 0.005 | 0.014
2024-02-01 06:00 | 0.066 | 0.446 | 0.039 | 0.264 | 0.058 | 0.168 | 0.066 | 0.3 | 0.065 | 0.071 | 0.025 | 0.355 | 0.052 | 0.395 | 0.02 | 0.847 | 0.052 | 0.018
2024-02-01 07:00 | 0.206 | 0.467 | 0.225 | 0.563 | 0.229 | 0.215 | 0.22 | 0.269 | 0.257 | 0.02 | 0.149 | 0.205 | 0.213 | 0.433 | 0.135 | 0.868 | 0.204 | 0.03
2024-02-01 08:00 | 0.368 | 0.433 | 0.423 | 0.646 | 0.418 | 0.146 | 0.416 | 0.153 | 0.45 | 0.002 | 0.337 | 0.249 | 0.394 | 0.274 | 0.35 | 0.849 | 0.417 | 0.037
2024-02-01 09:00 | 0.48 | 0.432 | 0.591 | 0.634 | 0.578 | 0.042 | 0.586 | 0.075 | 0.595 | 0 | 0.492 | 0.343 | 0.546 | 0.1 | 0.533 | 0.78 | 0.547 | 0.044
2024-02-01 10:00 | 0.582 | 0.444 | 0.7 | 0.602 | 0.661 | 0.001 | 0.677 | 0.058 | 0.677 | 0 | 0.594 | 0.429 | 0.646 | 0.013 | 0.666 | 0.682 | 0.623 | 0.061
2024-02-01 11:00 | 0.664 | 0.491 | 0.746 | 0.562 | 0.697 | 0 | 0.703 | 0.058 | 0.708 | 0 | 0.669 | 0.476 | 0.701 | 0.001 | 0.748 | 0.661 | 0.666 | 0.085
2024-02-01 12:00 | 0.633 | 0.594 | 0.747 | 0.504 | 0.674 | 0 | 0.681 | 0.069 | 0.652 | 0 | 0.696 | 0.483 | 0.703 | 0 | 0.783 | 0.7 | 0.656 | 0.132
2024-02-01 13:00 | 0.604 | 0.696 | 0.709 | 0.422 | 0.599 | 0 | 0.614 | 0.087 | 0.574 | 0 | 0.682 | 0.51 | 0.641 | 0 | 0.772 | 0.762 | 0.59 | 0.208
2024-02-01 14:00 | 0.527 | 0.772 | 0.602 | 0.344 | 0.516 | 0 | 0.508 | 0.111 | 0.445 | 0.002 | 0.614 | 0.506 | 0.554 | 0.001 | 0.715 | 0.828 | 0.487 | 0.291
2024-02-01 15:00 | 0.42 | 0.82 | 0.459 | 0.286 | 0.406 | 0.002 | 0.375 | 0.144 | 0.32 | 0.007 | 0.507 | 0.413 | 0.435 | 0.004 | 0.611 | 0.888 | 0.335 | 0.348
2024-02-01 16:00 | 0.289 | 0.841 | 0.28 | 0.281 | 0.261 | 0.008 | 0.233 | 0.187 | 0.203 | 0.029 | 0.363 | 0.294 | 0.28 | 0.011 | 0.461 | 0.941 | 0.206 | 0.374
2024-02-01 17:00 | 0.142 | 0.852 | 0.129 | 0.381 | 0.111 | 0.015 | 0.088 | 0.225 | 0.089 | 0.055 | 0.193 | 0.227 | 0.117 | 0.017 | 0.274 | 0.969 | 0.078 | 0.35
2024-02-01 18:00 | 0.025 | 0.851 | 0.019 | 0.372 | 0.009 | 0.03 | 0.004 | 0.225 | 0.006 | 0.086 | 0.046 | 0.219 | 0.011 | 0.026 | 0.088 | 0.977 | 0.003 | 0.282
2024-02-01 19:00 | 0 | 0.765 | 0 | 0.263 | 0 | 0.06 | 0 | 0.236 | 0 | 0.148 | 0 | 0.279 | 0 | 0.052 | 0.003 | 0.972 | 0 | 0.274
2024-02-01 20:00 | 0 | 0.728 | 0 | 0.203 | 0 | 0.097 | 0 | 0.239 | 0 | 0.184 | 0 | 0.298 | 0 | 0.09 | 0 | 0.953 | 0 | 0.268
2024-02-01 21:00 | 0 | 0.741 | 0 | 0.131 | 0 | 0.137 | 0 | 0.249 | 0 | 0.174 | 0 | 0.262 | 0 | 0.134 | 0 | 0.936 | 0 | 0.271
2024-02-01 22:00 | 0 | 0.738 | 0 | 0.043 | 0 | 0.165 | 0 | 0.274 | 0 | 0.136 | 0 | 0.208 | 0 | 0.163 | 0 | 0.925 | 0 | 0.262
2024-02-01 23:00 | 0 | 0.721 | 0 | 0.017 | 0 | 0.188 | 0 | 0.319 | 0 | 0.109 | 0 | 0.173 | 0 | 0.193 | 0 | 0.919 | 0 | 0.257
2024-02-02 | 0 | 0.7 | 0 | 0.025 | 0 | 0.188 | 0 | 0.3 | 0 | 0.096 | 0 | 0.18 | 0 | 0.22 | 0 | 0.873 | 0 | 0.227
2024-02-02 01:00 | 0 | 0.674 | 0 | 0.067 | 0 | 0.182 | 0 | 0.292 | 0 | 0.087 | 0 | 0.176 | 0 | 0.218 | 0 | 0.727 | 0 | 0.191
2024-02-02 02:00 | 0 | 0.65 | 0 | 0.127 | 0 | 0.185 | 0 | 0.246 | 0 | 0.071 | 0 | 0.132 | 0 | 0.225 | 0 | 0.586 | 0 | 0.144
2024-02-02 03:00 | 0 | 0.644 | 0 | 0.188 | 0 | 0.182 | 0 | 0.184 | 0 | 0.054 | 0 | 0.094 | 0 | 0.239 | 0 | 0.653 | 0 | 0.136
2024-02-02 04:00 | 0 | 0.666 | 0 | 0.249 | 0 | 0.175 | 0 | 0.134 | 0 | 0.04 | 0 | 0.076 | 0 | 0.255 | 0 | 0.661 | 0 | 0.163
2024-02-02 05:00 | 0.002 | 0.682 | 0 | 0.312 | 0.001 | 0.148 | 0.002 | 0.095 | 0.003 | 0.021 | 0 | 0.089 | 0 | 0.225 | 0 | 0.658 | 0.001 | 0.155
2024-02-02 06:00 | 0.065 | 0.708 | 0.062 | 0.393 | 0.064 | 0.151 | 0.064 | 0.1 | 0.069 | 0.01 | 0.022 | 0.202 | 0.057 | 0.241 | 0.024 | 0.593 | 0.041 | 0.099
2024-02-02 07:00 | 0.226 | 0.841 | 0.228 | 0.633 | 0.217 | 0.189 | 0.236 | 0.119 | 0.241 | 0.011 | 0.15 | 0.585 | 0.211 | 0.278 | 0.136 | 0.488 | 0.139 | 0.035
2024-02-02 08:00 | 0.431 | 0.863 | 0.421 | 0.649 | 0.415 | 0.096 | 0.438 | 0.084 | 0.445 | 0.003 | 0.361 | 0.799 | 0.395 | 0.155 | 0.318 | 0.252 | 0.327 | 0.013
2024-02-02 09:00 | 0.567 | 0.873 | 0.552 | 0.651 | 0.553 | 0.035 | 0.598 | 0.057 | 0.588 | 0.001 | 0.533 | 0.807 | 0.541 | 0.068 | 0.468 | 0.063 | 0.475 | 0.007
2024-02-02 10:00 | 0.688 | 0.89 | 0.557 | 0.718 | 0.64 | 0.013 | 0.694 | 0.037 | 0.685 | 0 | 0.652 | 0.793 | 0.638 | 0.025 | 0.578 | 0.005 | 0.551 | 0.012
2024-02-02 11:00 | 0.717 | 0.908 | 0.364 | 0.712 | 0.647 | 0.014 | 0.73 | 0.022 | 0.703 | 0.001 | 0.716 | 0.782 | 0.655 | 0.011 | 0.653 | 0 | 0.584 | 0.04
2024-02-02 12:00 | 0.713 | 0.92 | 0.235 | 0.615 | 0.611 | 0.022 | 0.717 | 0.014 | 0.678 | 0.005 | 0.734 | 0.762 | 0.65 | 0.006 | 0.691 | 0.001 | 0.604 | 0.071
2024-02-02 13:00 | 0.643 | 0.937 | 0.221 | 0.448 | 0.557 | 0.028 | 0.663 | 0.011 | 0.604 | 0.01 | 0.724 | 0.709 | 0.622 | 0.004 | 0.698 | 0.007 | 0.58 | 0.094
2024-02-02 14:00 | 0.535 | 0.959 | 0.193 | 0.272 | 0.48 | 0.034 | 0.548 | 0.012 | 0.481 | 0.014 | 0.659 | 0.631 | 0.528 | 0.005 | 0.646 | 0.022 | 0.503 | 0.094
2024-02-02 15:00 | 0.363 | 0.974 | 0.15 | 0.12 | 0.324 | 0.043 | 0.408 | 0.019 | 0.341 | 0.018 | 0.548 | 0.59 | 0.37 | 0.008 | 0.55 | 0.043 | 0.362 | 0.096
2024-02-02 16:00 | 0.224 | 0.978 | 0.099 | 0.043 | 0.182 | 0.057 | 0.24 | 0.033 | 0.171 | 0.025 | 0.377 | 0.603 | 0.212 | 0.014 | 0.409 | 0.068 | 0.147 | 0.113
2024-02-02 17:00 | 0.093 | 0.968 | 0.052 | 0.07 | 0.079 | 0.054 | 0.076 | 0.055 | 0.073 | 0.025 | 0.189 | 0.595 | 0.081 | 0.018 | 0.242 | 0.097 | 0.036 | 0.114
2024-02-02 18:00 | 0.018 | 0.93 | 0.009 | 0.151 | 0.004 | 0.048 | 0.002 | 0.092 | 0.003 | 0.017 | 0.045 | 0.63 | 0.007 | 0.018 | 0.085 | 0.122 | 0 | 0.139
2024-02-02 19:00 | 0 | 0.945 | 0 | 0.249 | 0 | 0.035 | 0 | 0.13 | 0 | 0.005 | 0 | 0.789 | 0 | 0.019 | 0.002 | 0.134 | 0 | 0.2
2024-02-02 20:00 | 0 | 0.943 | 0 | 0.278 | 0 | 0.019 | 0 | 0.155 | 0 | 0 | 0 | 0.739 | 0 | 0.02 | 0 | 0.115 | 0 | 0.274
2024-02-02 21:00 | 0 | 0.939 | 0 | 0.239 | 0 | 0.006 | 0 | 0.188 | 0 | 0 | 0 | 0.644 | 0 | 0.019 | 0 | 0.078 | 0 | 0.361
2024-02-02 22:00 | 0 | 0.929 | 0 | 0.192 | 0 | 0.002 | 0 | 0.217 | 0 | 0.001 | 0 | 0.563 | 0 | 0.019 | 0 | 0.042 | 0 | 0.407
2024-02-02 23:00 | 0 | 0.873 | 0 | 0.179 | 0 | 0.01 | 0 | 0.274 | 0 | 0.02 | 0 | 0.577 | 0 | 0.041 | 0 | 0.015 | 0 | 0.421
2024-02-03 | 0 | 0.756 | 0 | 0.223 | 0 | 0.041 | 0 | 0.323 | 0 | 0.058 | 0 | 0.58 | 0 | 0.077 | 0 | 0.003 | 0 | 0.449
2024-02-03 01:00 | 0 | 0.655 | 0 | 0.287 | 0 | 0.085 | 0 | 0.278 | 0 | 0.098 | 0 | 0.517 | 0 | 0.11 | 0 | 0.002 | 0 | 0.51
2024-02-03 02:00 | 0 | 0.564 | 0 | 0.329 | 0 | 0.141 | 0 | 0.2 | 0 | 0.127 | 0 | 0.42 | 0 | 0.139 | 0 | 0.008 | 0 | 0.571
2024-02-03 03:00 | 0 | 0.552 | 0 | 0.359 | 0 | 0.214 | 0 | 0.142 | 0 | 0.137 | 0 | 0.323 | 0 | 0.179 | 0 | 0.023 | 0 | 0.594
2024-02-03 04:00 | 0 | 0.551 | 0 | 0.358 | 0 | 0.291 | 0 | 0.112 | 0 | 0.135 | 0 | 0.253 | 0 | 0.217 | 0 | 0.046 | 0 | 0.55
2024-02-03 05:00 | 0.003 | 0.511 | 0 | 0.337 | 0.001 | 0.334 | 0.002 | 0.093 | 0.002 | 0.128 | 0 | 0.21 | 0 | 0.22 | 0 | 0.065 | 0.003 | 0.503
2024-02-03 06:00 | 0.065 | 0.358 | 0.056 | 0.405 | 0.062 | 0.343 | 0.058 | 0.099 | 0.069 | 0.123 | 0.017 | 0.162 | 0.055 | 0.162 | 0.022 | 0.087 | 0.057 | 0.453
2024-02-03 07:00 | 0.205 | 0.208 | 0.214 | 0.572 | 0.244 | 0.401 | 0.258 | 0.058 | 0.258 | 0.107 | 0.157 | 0.131 | 0.223 | 0.251 | 0.111 | 0.156 | 0.18 | 0.516
2024-02-03 08:00 | 0.322 | 0.123 | 0.357 | 0.739 | 0.435 | 0.334 | 0.452 | 0.012 | 0.448 | 0.072 | 0.383 | 0.034 | 0.408 | 0.237 | 0.221 | 0.225 | 0.39 | 0.557
2024-02-03 09:00 | 0.451 | 0.095 | 0.502 | 0.798 | 0.574 | 0.231 | 0.598 | 0.003 | 0.58 | 0.051 | 0.564 | 0.003 | 0.539 | 0.166 | 0.375 | 0.3 | 0.471 | 0.566
2024-02-03 10:00 | 0.56 | 0.121 | 0.58 | 0.816 | 0.643 | 0.17 | 0.692 | 0.004 | 0.668 | 0.043 | 0.689 | 0.041 | 0.625 | 0.138 | 0.525 | 0.395 | 0.406 | 0.574
2024-02-03 11:00 | 0.554 | 0.273 | 0.562 | 0.834 | 0.617 | 0.156 | 0.733 | 0.003 | 0.678 | 0.05 | 0.761 | 0.18 | 0.645 | 0.136 | 0.545 | 0.448 | 0.308 | 0.627
2024-02-03 12:00 | 0.408 | 0.697 | 0.524 | 0.84 | 0.536 | 0.159 | 0.72 | 0.001 | 0.619 | 0.072 | 0.786 | 0.358 | 0.601 | 0.138 | 0.396 | 0.455 | 0.256 | 0.708
2024-02-03 13:00 | 0.303 | 0.875 | 0.414 | 0.812 | 0.443 | 0.172 | 0.642 | 0 | 0.538 | 0.095 | 0.766 | 0.485 | 0.509 | 0.135 | 0.301 | 0.425 | 0.23 | 0.766
2024-02-03 14:00 | 0.258 | 0.857 | 0.328 | 0.77 | 0.336 | 0.181 | 0.519 | 0 | 0.409 | 0.108 | 0.701 | 0.552 | 0.405 | 0.133 | 0.259 | 0.346 | 0.19 | 0.787
2024-02-03 15:00 | 0.3 | 0.84 | 0.244 | 0.697 | 0.214 | 0.163 | 0.322 | 0 | 0.306 | 0.108 | 0.589 | 0.558 | 0.258 | 0.101 | 0.197 | 0.261 | 0.13 | 0.777
2024-02-03 16:00 | 0.242 | 0.827 | 0.215 | 0.594 | 0.124 | 0.103 | 0.16 | 0 | 0.187 | 0.096 | 0.428 | 0.516 | 0.162 | 0.046 | 0.139 | 0.216 | 0.065 | 0.762
2024-02-03 17:00 | 0.124 | 0.691 | 0.13 | 0.433 | 0.046 | 0.037 | 0.055 | 0 | 0.072 | 0.053 | 0.228 | 0.429 | 0.062 | 0.012 | 0.172 | 0.223 | 0.019 | 0.79
2024-02-03 18:00 | 0.024 | 0.422 | 0.02 | 0.323 | 0.003 | 0.016 | 0.001 | 0.005 | 0.002 | 0.009 | 0.041 | 0.316 | 0.005 | 0.002 | 0.084 | 0.226 | 0 | 0.878
2024-02-03 19:00 | 0 | 0.245 | 0 | 0.382 | 0 | 0.027 | 0 | 0.054 | 0 | 0.002 | 0 | 0.259 | 0 | 0.001 | 0.003 | 0.182 | 0 | 0.93
2024-02-03 20:00 | 0 | 0.207 | 0 | 0.448 | 0 | 0.036 | 0 | 0.157 | 0 | 0.027 | 0 | 0.29 | 0 | 0.001 | 0 | 0.179 | 0 | 0.87
2024-02-03 21:00 | 0 | 0.245 | 0 | 0.52 | 0 | 0.019 | 0 | 0.278 | 0 | 0.118 | 0 | 0.487 | 0 | 0 | 0 | 0.174 | 0 | 0.618
2024-02-03 22:00 | 0 | 0.312 | 0 | 0.46 | 0 | 0.007 | 0 | 0.355 | 0 | 0.154 | 0 | 0.65 | 0 | 0 | 0 | 0.155 | 0 | 0.441
2024-02-03 23:00 | 0 | 0.402 | 0 | 0.401 | 0 | 0.024 | 0 | 0.381 | 0 | 0.101 | 0 | 0.586 | 0 | 0.001 | 0 | 0.147 | 0 | 0.481
2024-02-04 | 0 | 0.55 | 0 | 0.402 | 0 | 0.13 | 0 | 0.379 | 0 | 0.088 | 0 | 0.476 | 0 | 0.02 | 0 | 0.144 | 0 | 0.414
2024-02-04 01:00 | 0 | 0.646 | 0 | 0.343 | 0 | 0.248 | 0 | 0.363 | 0 | 0.094 | 0 | 0.403 | 0 | 0.056 | 0 | 0.143 | 0 | 0.248
2024-02-04 02:00 | 0 | 0.661 | 0 | 0.24 | 0 | 0.22 | 0 | 0.335 | 0 | 0.129 | 0 | 0.367 | 0 | 0.039 | 0 | 0.142 | 0 | 0.212
2024-02-04 03:00 | 0 | 0.625 | 0 | 0.127 | 0 | 0.135 | 0 | 0.283 | 0 | 0.199 | 0 | 0.332 | 0 | 0.008 | 0 | 0.137 | 0 | 0.152
2024-02-04 04:00 | 0 | 0.6 | 0 | 0.068 | 0 | 0.088 | 0 | 0.212 | 0 | 0.234 | 0 | 0.308 | 0 | 0.001 | 0 | 0.143 | 0 | 0.054
2024-02-04 05:00 | 0.001 | 0.586 | 0 | 0.071 | 0.001 | 0.073 | 0.002 | 0.139 | 0.002 | 0.218 | 0 | 0.291 | 0 | 0.001 | 0 | 0.138 | 0.007 | 0.013
2024-02-04 06:00 | 0.054 | 0.523 | 0.033 | 0.065 | 0.055 | 0.065 | 0.073 | 0.05 | 0.068 | 0.196 | 0.016 | 0.238 | 0.051 | 0.001 | 0.017 | 0.127 | 0.09 | 0.147
2024-02-04 07:00 | 0.183 | 0.689 | 0.238 | 0.077 | 0.239 | 0.102 | 0.181 | 0.033 | 0.248 | 0.266 | 0.156 | 0.323 | 0.218 | 0.024 | 0.136 | 0.152 | 0.257 | 0.445
2024-02-04 08:00 | 0.373 | 0.768 | 0.45 | 0.101 | 0.443 | 0.176 | 0.247 | 0.048 | 0.434 | 0.408 | 0.379 | 0.264 | 0.417 | 0.147 | 0.363 | 0.17 | 0.432 | 0.672
2024-02-04 09:00 | 0.582 | 0.792 | 0.612 | 0.106 | 0.593 | 0.276 | 0.255 | 0.119 | 0.574 | 0.519 | 0.557 | 0.225 | 0.574 | 0.24 | 0.556 | 0.174 | 0.576 | 0.735
2024-02-04 10:00 | 0.696 | 0.811 | 0.719 | 0.102 | 0.679 | 0.339 | 0.309 | 0.194 | 0.666 | 0.549 | 0.68 | 0.196 | 0.665 | 0.244 | 0.695 | 0.174 | 0.68 | 0.702
2024-02-04 11:00 | 0.739 | 0.846 | 0.776 | 0.098 | 0.728 | 0.355 | 0.409 | 0.191 | 0.664 | 0.488 | 0.75 | 0.155 | 0.713 | 0.231 | 0.781 | 0.167 | 0.738 | 0.631
2024-02-04 12:00 | 0.733 | 0.889 | 0.785 | 0.088 | 0.703 | 0.343 | 0.503 | 0.161 | 0.629 | 0.388 | 0.773 | 0.129 | 0.715 | 0.211 | 0.818 | 0.18 | 0.734 | 0.575
2024-02-04 13:00 | 0.716 | 0.921 | 0.745 | 0.087 | 0.671 | 0.316 | 0.535 | 0.139 | 0.55 | 0.308 | 0.751 | 0.13 | 0.676 | 0.192 | 0.807 | 0.215 | 0.68 | 0.552
2024-02-04 14:00 | 0.628 | 0.934 | 0.652 | 0.108 | 0.576 | 0.272 | 0.402 | 0.114 | 0.407 | 0.231 | 0.685 | 0.151 | 0.587 | 0.157 | 0.749 | 0.233 | 0.571 | 0.553
2024-02-04 15:00 | 0.509 | 0.931 | 0.527 | 0.136 | 0.451 | 0.199 | 0.233 | 0.077 | 0.278 | 0.147 | 0.574 | 0.191 | 0.443 | 0.111 | 0.643 | 0.258 | 0.418 | 0.54
2024-02-04 16:00 | 0.343 | 0.914 | 0.361 | 0.181 | 0.288 | 0.114 | 0.116 | 0.04 | 0.153 | 0.08 | 0.416 | 0.234 | 0.271 | 0.049 | 0.487 | 0.318 | 0.25 | 0.492
2024-02-04 17:00 | 0.162 | 0.87 | 0.159 | 0.267 | 0.116 | 0.049 | 0.038 | 0.021 | 0.061 | 0.054 | 0.221 | 0.286 | 0.123 | 0.008 | 0.29 | 0.433 | 0.093 | 0.39
2024-02-04 18:00 | 0.024 | 0.753 | 0.012 | 0.364 | 0.008 | 0.018 | 0 | 0.014 | 0.002 | 0.078 | 0.04 | 0.328 | 0.009 | 0.001 | 0.089 | 0.538 | 0.004 | 0.264
2024-02-04 19:00 | 0 | 0.492 | 0 | 0.525 | 0 | 0.012 | 0 | 0.012 | 0 | 0.09 | 0 | 0.386 | 0 | 0.003 | 0.002 | 0.52 | 0 | 0.168
2024-02-04 20:00 | 0 | 0.302 | 0 | 0.633 | 0 | 0.007 | 0 | 0.008 | 0 | 0.058 | 0 | 0.42 | 0 | 0.017 | 0 | 0.454 | 0 | 0.111
2024-02-04 21:00 | 0 | 0.206 | 0 | 0.697 | 0 | 0.003 | 0 | 0.001 | 0 | 0.028 | 0 | 0.444 | 0 | 0.019 | 0 | 0.396 | 0 | 0.09
2024-02-04 22:00 | 0 | 0.151 | 0 | 0.719 | 0 | 0.002 | 0 | 0 | 0 | 0.015 | 0 | 0.489 | 0 | 0.009 | 0 | 0.356 | 0 | 0.101
2024-02-04 23:00 | 0 | 0.115 | 0 | 0.683 | 0 | 0.001 | 0 | 0.004 | 0 | 0.022 | 0 | 0.541 | 0 | 0.003 | 0 | 0.311 | 0 | 0.103
2024-02-05 | 0 | 0.097 | 0 | 0.614 | 0 | 0 | 0 | 0.033 | 0 | 0.085 | 0 | 0.548 | 0 | 0.002 | 0 | 0.295 | 0 | 0.099
2024-02-05 01:00 | 0 | 0.096 | 0 | 0.552 | 0 | 0.005 | 0 | 0.138 | 0 | 0.22 | 0 | 0.532 | 0 | 0.008 | 0 | 0.294 | 0 | 0.129
2024-02-05 02:00 | 0 | 0.097 | 0 | 0.484 | 0 | 0.049 | 0 | 0.256 | 0 | 0.322 | 0 | 0.55 | 0 | 0.045 | 0 | 0.289 | 0 | 0.198
2024-02-05 03:00 | 0 | 0.093 | 0 | 0.406 | 0 | 0.132 | 0 | 0.299 | 0 | 0.38 | 0 | 0.574 | 0 | 0.119 | 0 | 0.266 | 0 | 0.279
2024-02-05 04:00 | 0 | 0.083 | 0 | 0.333 | 0 | 0.233 | 0 | 0.278 | 0 | 0.436 | 0 | 0.586 | 0 | 0.199 | 0 | 0.237 | 0 | 0.334
2024-02-05 05:00 | 0.002 | 0.069 | 0 | 0.294 | 0 | 0.338 | 0 | 0.259 | 0.001 | 0.47 | 0 | 0.613 | 0 | 0.262 | 0 | 0.201 | 0.008 | 0.363
2024-02-05 06:00 | 0.054 | 0.044 | 0.031 | 0.196 | 0.064 | 0.359 | 0.057 | 0.334 | 0.075 | 0.587 | 0.015 | 0.522 | 0.061 | 0.201 | 0.015 | 0.155 | 0.093 | 0.357
2024-02-05 07:00 | 0.236 | 0.026 | 0.235 | 0.289 | 0.194 | 0.352 | 0.155 | 0.382 | 0.245 | 0.674 | 0.154 | 0.34 | 0.205 | 0.259 | 0.136 | 0.093 | 0.251 | 0.407
2024-02-05 08:00 | 0.456 | 0.01 | 0.445 | 0.195 | 0.31 | 0.246 | 0.31 | 0.433 | 0.377 | 0.546 | 0.372 | 0.47 | 0.338 | 0.28 | 0.367 | 0.071 | 0.389 | 0.43
2024-02-05 09:00 | 0.623 | 0.002 | 0.603 | 0.11 | 0.416 | 0.147 | 0.351 | 0.485 | 0.498 | 0.312 | 0.546 | 0.337 | 0.396 | 0.223 | 0.558 | 0.058 | 0.513 | 0.338
2024-02-05 10:00 | 0.727 | 0 | 0.705 | 0.073 | 0.45 | 0.09 | 0.292 | 0.461 | 0.532 | 0.152 | 0.668 | 0.3 | 0.41 | 0.164 | 0.694 | 0.055 | 0.646 | 0.23
2024-02-05 11:00 | 0.781 | 0 | 0.755 | 0.049 | 0.438 | 0.065 | 0.298 | 0.407 | 0.533 | 0.079 | 0.739 | 0.239 | 0.369 | 0.132 | 0.778 | 0.065 | 0.712 | 0.169
2024-02-05 12:00 | 0.789 | 0 | 0.771 | 0.025 | 0.424 | 0.054 | 0.329 | 0.362 | 0.493 | 0.047 | 0.763 | 0.157 | 0.378 | 0.105 | 0.813 | 0.091 | 0.691 | 0.132
2024-02-05 13:00 | 0.752 | 0.015 | 0.742 | 0.01 | 0.384 | 0.036 | 0.444 | 0.302 | 0.352 | 0.022 | 0.743 | 0.094 | 0.338 | 0.07 | 0.799 | 0.13 | 0.621 | 0.117
2024-02-05 14:00 | 0.67 | 0.063 | 0.659 | 0.003 | 0.31 | 0.013 | 0.395 | 0.256 | 0.226 | 0.004 | 0.678 | 0.058 | 0.273 | 0.032 | 0.74 | 0.177 | 0.535 | 0.114
2024-02-05 15:00 | 0.542 | 0.114 | 0.531 | 0.001 | 0.232 | 0.004 | 0.227 | 0.233 | 0.228 | 0.001 | 0.568 | 0.052 | 0.201 | 0.014 | 0.638 | 0.243 | 0.431 | 0.103
2024-02-05 16:00 | 0.369 | 0.153 | 0.357 | 0 | 0.15 | 0.004 | 0.107 | 0.227 | 0.179 | 0.003 | 0.412 | 0.073 | 0.131 | 0.012 | 0.486 | 0.328 | 0.26 | 0.089
2024-02-05 17:00 | 0.169 | 0.159 | 0.153 | 0 | 0.059 | 0.01 | 0.057 | 0.185 | 0.065 | 0.008 | 0.218 | 0.124 | 0.056 | 0.017 | 0.291 | 0.444 | 0.089 | 0.078
2024-02-05 18:00 | 0.019 | 0.175 | 0.013 | 0 | 0.004 | 0.046 | 0.001 | 0.157 | 0.003 | 0.029 | 0.039 | 0.208 | 0.004 | 0.035 | 0.088 | 0.55 | 0.003 | 0.063
2024-02-05 19:00 | 0 | 0.179 | 0 | 0 | 0 | 0.09 | 0 | 0.165 | 0 | 0.044 | 0 | 0.414 | 0 | 0.052 | 0.002 | 0.566 | 0 | 0.035
2024-02-05 20:00 | 0 | 0.162 | 0 | 0 | 0 | 0.092 | 0 | 0.178 | 0 | 0.032 | 0 | 0.636 | 0 | 0.05 | 0 | 0.547 | 0 | 0.01
2024-02-05 21:00 | 0 | 0.165 | 0 | 0 | 0 | 0.079 | 0 | 0.161 | 0 | 0.019 | 0 | 0.749 | 0 | 0.041 | 0 | 0.516 | 0 | 0.001
2024-02-05 22:00 | 0 | 0.146 | 0 | 0.001 | 0 | 0.07 | 0 | 0.139 | 0 | 0.021 | 0 | 0.759 | 0 | 0.035 | 0 | 0.466 | 0 | 0
2024-02-05 23:00 | 0 | 0.084 | 0 | 0 | 0 | 0.075 | 0 | 0.129 | 0 | 0.041 | 0 | 0.705 | 0 | 0.042 | 0 | 0.469 | 0 | 0
2024-02-06 | 0 | 0.017 | 0 | 0.001 | 0 | 0.1 | 0 | 0.122 | 0 | 0.074 | 0 | 0.651 | 0 | 0.061 | 0 | 0.484 | 0 | 0
2024-02-06 01:00 | 0 | 0 | 0 | 0.004 | 0 | 0.134 | 0 | 0.124 | 0 | 0.097 | 0 | 0.613 | 0 | 0.083 | 0 | 0.499 | 0 | 0.001
2024-02-06 02:00 | 0 | 0 | 0 | 0.008 | 0 | 0.169 | 0 | 0.126 | 0 | 0.097 | 0 | 0.618 | 0 | 0.109 | 0 | 0.515 | 0 | 0.001
2024-02-06 03:00 | 0 | 0.013 | 0 | 0.017 | 0 | 0.192 | 0 | 0.101 | 0 | 0.071 | 0 | 0.628 | 0 | 0.133 | 0 | 0.532 | 0 | 0
2024-02-06 04:00 | 0 | 0.032 | 0 | 0.032 | 0 | 0.192 | 0 | 0.085 | 0 | 0.038 | 0 | 0.601 | 0 | 0.148 | 0 | 0.548 | 0 | 0
2024-02-06 05:00 | 0.001 | 0.023 | 0 | 0.042 | 0 | 0.159 | 0 | 0.073 | 0.001 | 0.016 | 0 | 0.603 | 0 | 0.14 | 0 | 0.54 | 0.008 | 0
2024-02-06 06:00 | 0.047 | 0.004 | 0.03 | 0.021 | 0.062 | 0.093 | 0.055 | 0.078 | 0.062 | 0.007 | 0.017 | 0.552 | 0.061 | 0.072 | 0.014 | 0.503 | 0.09 | 0
2024-02-06 07:00 | 0.241 | 0.001 | 0.233 | 0.025 | 0.209 | 0.078 | 0.197 | 0.046 | 0.197 | 0.006 | 0.151 | 0.571 | 0.209 | 0.061 | 0.136 | 0.522 | 0.276 | 0
2024-02-06 08:00 | 0.46 | 0 | 0.439 | 0.024 | 0.373 | 0.022 | 0.379 | 0.007 | 0.342 | 0.003 | 0.362 | 0.613 | 0.329 | 0.029 | 0.36 | 0.627 | 0.459 | 0.003
2024-02-06 09:00 | 0.623 | 0.001 | 0.597 | 0.015 | 0.517 | 0.001 | 0.509 | 0.001 | 0.482 | 0.001 | 0.531 | 0.383 | 0.362 | 0.007 | 0.547 | 0.655 | 0.578 | 0.03
2024-02-06 10:00 | 0.727 | 0.003 | 0.702 | 0.018 | 0.597 | 0 | 0.567 | 0.001 | 0.586 | 0 | 0.65 | 0.228 | 0.356 | 0.001 | 0.682 | 0.661 | 0.684 | 0.083
2024-02-06 11:00 | 0.78 | 0.019 | 0.759 | 0.025 | 0.558 | 0 | 0.582 | 0.002 | 0.616 | 0 | 0.72 | 0.153 | 0.359 | 0 | 0.765 | 0.657 | 0.736 | 0.137
2024-02-06 12:00 | 0.789 | 0.076 | 0.768 | 0.031 | 0.475 | 0 | 0.578 | 0.001 | 0.595 | 0 | 0.744 | 0.102 | 0.348 | 0 | 0.798 | 0.677 | 0.745 | 0.19
2024-02-06 13:00 | 0.754 | 0.172 | 0.732 | 0.032 | 0.403 | 0 | 0.52 | 0.001 | 0.523 | 0 | 0.724 | 0.058 | 0.315 | 0.001 | 0.787 | 0.72 | 0.679 | 0.239
2024-02-06 14:00 | 0.674 | 0.277 | 0.651 | 0.03 | 0.326 | 0.001 | 0.411 | 0.001 | 0.425 | 0.002 | 0.661 | 0.027 | 0.266 | 0.001 | 0.729 | 0.772 | 0.566 | 0.284
2024-02-06 15:00 | 0.546 | 0.32 | 0.524 | 0.028 | 0.219 | 0.002 | 0.269 | 0.002 | 0.292 | 0.005 | 0.552 | 0.011 | 0.211 | 0.001 | 0.624 | 0.824 | 0.416 | 0.298
2024-02-06 16:00 | 0.371 | 0.295 | 0.351 | 0.029 | 0.129 | 0.009 | 0.141 | 0.003 | 0.176 | 0.02 | 0.399 | 0.004 | 0.171 | 0.001 | 0.471 | 0.865 | 0.254 | 0.274
2024-02-06 17:00 | 0.169 | 0.251 | 0.152 | 0.027 | 0.049 | 0.041 | 0.052 | 0.006 | 0.078 | 0.078 | 0.211 | 0.001 | 0.1 | 0.001 | 0.279 | 0.896 | 0.094 | 0.245
2024-02-06 18:00 | 0.015 | 0.219 | 0.011 | 0.031 | 0.002 | 0.127 | 0 | 0.01 | 0.003 | 0.245 | 0.041 | 0.002 | 0.009 | 0.002 | 0.086 | 0.91 | 0.003 | 0.21
2024-02-06 19:00 | 0 | 0.187 | 0 | 0.04 | 0 | 0.179 | 0 | 0.01 | 0 | 0.337 | 0 | 0.03 | 0 | 0.01 | 0.002 | 0.89 | 0 | 0.185
2024-02-06 20:00 | 0 | 0.157 | 0 | 0.042 | 0 | 0.171 | 0 | 0.008 | 0 | 0.256 | 0 | 0.192 | 0 | 0.014 | 0 | 0.884 | 0 | 0.172
2024-02-06 21:00 | 0 | 0.144 | 0 | 0.032 | 0 | 0.139 | 0 | 0.008 | 0 | 0.148 | 0 | 0.476 | 0 | 0.008 | 0 | 0.881 | 0 | 0.147
2024-02-06 22:00 | 0 | 0.144 | 0 | 0.016 | 0 | 0.095 | 0 | 0.015 | 0 | 0.086 | 0 | 0.578 | 0 | 0.002 | 0 | 0.869 | 0 | 0.115
2024-02-06 23:00 | 0 | 0.181 | 0 | 0.003 | 0 | 0.063 | 0 | 0.048 | 0 | 0.058 | 0 | 0.568 | 0 | 0.001 | 0 | 0.862 | 0 | 0.084
2024-02-07 | 0 | 0.233 | 0 | 0.005 | 0 | 0.047 | 0 | 0.114 | 0 | 0.049 | 0 | 0.469 | 0 | 0.001 | 0 | 0.874 | 0 | 0.073
2024-02-07 01:00 | 0 | 0.278 | 0 | 0.022 | 0 | 0.039 | 0 | 0.201 | 0 | 0.062 | 0 | 0.398 | 0 | 0.001 | 0 | 0.87 | 0 | 0.082
2024-02-07 02:00 | 0 | 0.328 | 0 | 0.062 | 0 | 0.041 | 0 | 0.231 | 0 | 0.074 | 0 | 0.341 | 0 | 0.008 | 0 | 0.862 | 0 | 0.099
2024-02-07 03:00 | 0 | 0.374 | 0 | 0.095 | 0 | 0.051 | 0 | 0.189 | 0 | 0.075 | 0 | 0.309 | 0 | 0.029 | 0 | 0.82 | 0 | 0.128
2024-02-07 04:00 | 0 | 0.429 | 0 | 0.089 | 0 | 0.067 | 0 | 0.192 | 0 | 0.074 | 0 | 0.249 | 0 | 0.062 | 0 | 0.809 | 0 | 0.158
2024-02-07 05:00 | 0.001 | 0.466 | 0 | 0.059 | 0 | 0.078 | 0.001 | 0.142 | 0.002 | 0.076 | 0 | 0.187 | 0 | 0.083 | 0 | 0.772 | 0.007 | 0.168
2024-02-07 06:00 | 0.056 | 0.488 | 0.03 | 0.034 | 0.052 | 0.053 | 0.063 | 0.179 | 0.064 | 0.045 | 0.021 | 0.103 | 0.05 | 0.057 | 0.013 | 0.7 | 0.091 | 0.133
2024-02-07 07:00 | 0.219 | 0.627 | 0.232 | 0.023 | 0.235 | 0.077 | 0.207 | 0.183 | 0.244 | 0.038 | 0.153 | 0.132 | 0.212 | 0.071 | 0.133 | 0.571 | 0.258 | 0.103
2024-02-07 08:00 | 0.408 | 0.732 | 0.438 | 0.046 | 0.443 | 0.051 | 0.398 | 0.114 | 0.435 | 0.017 | 0.343 | 0.137 | 0.38 | 0.059 | 0.356 | 0.341 | 0.422 | 0.063
2024-02-07 09:00 | 0.595 | 0.782 | 0.596 | 0.04 | 0.604 | 0.008 | 0.563 | 0.076 | 0.594 | 0.002 | 0.505 | 0.134 | 0.521 | 0.019 | 0.539 | 0.101 | 0.558 | 0.038
2024-02-07 10:00 | 0.698 | 0.813 | 0.7 | 0.034 | 0.705 | 0 | 0.641 | 0.067 | 0.686 | 0 | 0.622 | 0.169 | 0.639 | 0.005 | 0.672 | 0.081 | 0.658 | 0.035
2024-02-07 11:00 | 0.764 | 0.85 | 0.754 | 0.031 | 0.737 | 0 | 0.662 | 0.072 | 0.701 | 0 | 0.684 | 0.217 | 0.693 | 0.003 | 0.755 | 0.168 | 0.716 | 0.042
2024-02-07 12:00 | 0.77 | 0.878 | 0.762 | 0.028 | 0.72 | 0 | 0.653 | 0.09 | 0.683 | 0 | 0.685 | 0.266 | 0.704 | 0.004 | 0.791 | 0.241 | 0.698 | 0.058
2024-02-07 13:00 | 0.732 | 0.905 | 0.726 | 0.021 | 0.667 | 0 | 0.623 | 0.117 | 0.622 | 0 | 0.614 | 0.32 | 0.649 | 0.007 | 0.783 | 0.294 | 0.65 | 0.084
2024-02-07 14:00 | 0.641 | 0.938 | 0.646 | 0.016 | 0.554 | 0 | 0.536 | 0.147 | 0.531 | 0 | 0.506 | 0.364 | 0.554 | 0.011 | 0.729 | 0.332 | 0.567 | 0.115
2024-02-07 15:00 | 0.525 | 0.963 | 0.519 | 0.012 | 0.388 | 0 | 0.413 | 0.183 | 0.397 | 0 | 0.369 | 0.386 | 0.439 | 0.017 | 0.627 | 0.349 | 0.435 | 0.165
2024-02-07 16:00 | 0.355 | 0.976 | 0.345 | 0.008 | 0.235 | 0.001 | 0.256 | 0.231 | 0.227 | 0.002 | 0.238 | 0.374 | 0.269 | 0.023 | 0.475 | 0.331 | 0.268 | 0.233
2024-02-07 17:00 | 0.161 | 0.981 | 0.148 | 0.011 | 0.096 | 0.004 | 0.093 | 0.294 | 0.081 | 0.027 | 0.12 | 0.369 | 0.107 | 0.031 | 0.281 | 0.277 | 0.094 | 0.294
2024-02-07 18:00 | 0.017 | 0.977 | 0.013 | 0.036 | 0.006 | 0.057 | 0.003 | 0.334 | 0.003 | 0.141 | 0.03 | 0.369 | 0.007 | 0.067 | 0.084 | 0.183 | 0.003 | 0.335
2024-02-07 19:00 | 0 | 0.964 | 0 | 0.114 | 0 | 0.175 | 0 | 0.335 | 0 | 0.27 | 0 | 0.42 | 0 | 0.119 | 0.001 | 0.091 | 0 | 0.381
2024-02-07 20:00 | 0 | 0.961 | 0 | 0.207 | 0 | 0.24 | 0 | 0.329 | 0 | 0.289 | 0 | 0.515 | 0 | 0.151 | 0 | 0.055 | 0 | 0.432
2024-02-07 21:00 | 0 | 0.954 | 0 | 0.276 | 0 | 0.231 | 0 | 0.331 | 0 | 0.245 | 0 | 0.571 | 0 | 0.155 | 0 | 0.05 | 0 | 0.495
2024-02-07 22:00 | 0 | 0.935 | 0 | 0.36 | 0 | 0.194 | 0 | 0.323 | 0 | 0.185 | 0 | 0.503 | 0 | 0.134 | 0 | 0.068 | 0 | 0.544
2024-02-07 23:00 | 0 | 0.9 | 0 | 0.374 | 0 | 0.2 | 0 | 0.305 | 0 | 0.138 | 0 | 0.429 | 0 | 0.131 | 0 | 0.101 | 0 | 0.562
2024-02-08 | 0 | 0.807 | 0 | 0.348 | 0 | 0.228 | 0 | 0.316 | 0 | 0.097 | 0 | 0.382 | 0 | 0.159 | 0 | 0.138 | 0 | 0.601
2024-02-08 01:00 | 0 | 0.635 | 0 | 0.31 | 0 | 0.233 | 0 | 0.264 | 0 | 0.071 | 0 | 0.366 | 0 | 0.181 | 0 | 0.187 | 0 | 0.652
2024-02-08 02:00 | 0 | 0.413 | 0 | 0.274 | 0 | 0.222 | 0 | 0.22 | 0 | 0.054 | 0 | 0.373 | 0 | 0.177 | 0 | 0.25 | 0 | 0.73
2024-02-08 03:00 | 0 | 0.204 | 0 | 0.238 | 0 | 0.18 | 0 | 0.195 | 0 | 0.031 | 0 | 0.362 | 0 | 0.154 | 0 | 0.291 | 0 | 0.773
2024-02-08 04:00 | 0 | 0.103 | 0 | 0.223 | 0 | 0.115 | 0 | 0.163 | 0 | 0.011 | 0 | 0.311 | 0 | 0.13 | 0 | 0.251 | 0 | 0.796
2024-02-08 05:00 | 0.001 | 0.061 | 0 | 0.187 | 0 | 0.076 | 0.001 | 0.155 | 0.001 | 0.001 | 0 | 0.204 | 0 | 0.108 | 0 | 0.193 | 0.007 | 0.795
2024-02-08 06:00 | 0.037 | 0.051 | 0.054 | 0.099 | 0.05 | 0.077 | 0.058 | 0.171 | 0.064 | 0 | 0.025 | 0.165 | 0.047 | 0.067 | 0.018 | 0.137 | 0.089 | 0.801
2024-02-08 07:00 | 0.244 | 0.026 | 0.179 | 0.177 | 0.207 | 0.052 | 0.259 | 0.112 | 0.235 | 0.01 | 0.142 | 0.385 | 0.222 | 0.021 | 0.111 | 0.103 | 0.275 | 0.778
2024-02-08 08:00 | 0.441 | 0.036 | 0.299 | 0.209 | 0.413 | 0.042 | 0.445 | 0.067 | 0.445 | 0.042 | 0.238 | 0.379 | 0.417 | 0.01 | 0.267 | 0.048 | 0.469 | 0.726
2024-02-08 09:00 | 0.59 | 0.163 | 0.416 | 0.181 | 0.578 | 0.036 | 0.598 | 0.058 | 0.602 | 0.067 | 0.314 | 0.278 | 0.576 | 0.004 | 0.433 | 0.022 | 0.62 | 0.674
2024-02-08 10:00 | 0.692 | 0.485 | 0.544 | 0.136 | 0.692 | 0.025 | 0.683 | 0.067 | 0.704 | 0.055 | 0.353 | 0.199 | 0.683 | 0 | 0.566 | 0.015 | 0.718 | 0.657
2024-02-08 11:00 | 0.746 | 0.777 | 0.663 | 0.091 | 0.733 | 0.011 | 0.729 | 0.078 | 0.739 | 0.033 | 0.362 | 0.132 | 0.73 | 0 | 0.654 | 0.027 | 0.761 | 0.648
2024-02-08 12:00 | 0.759 | 0.88 | 0.699 | 0.053 | 0.735 | 0.003 | 0.723 | 0.086 | 0.73 | 0.016 | 0.324 | 0.105 | 0.728 | 0 | 0.741 | 0.06 | 0.754 | 0.644
2024-02-08 13:00 | 0.727 | 0.914 | 0.628 | 0.032 | 0.683 | 0.001 | 0.682 | 0.083 | 0.673 | 0.006 | 0.277 | 0.11 | 0.678 | 0 | 0.77 | 0.112 | 0.693 | 0.647
2024-02-08 14:00 | 0.651 | 0.94 | 0.426 | 0.028 | 0.57 | 0.001 | 0.6 | 0.073 | 0.57 | 0.002 | 0.213 | 0.105 | 0.571 | 0 | 0.728 | 0.17 | 0.582 | 0.666
2024-02-08 15:00 | 0.527 | 0.956 | 0.193 | 0.044 | 0.431 | 0 | 0.457 | 0.066 | 0.429 | 0 | 0.177 | 0.093 | 0.442 | 0 | 0.628 | 0.229 | 0.429 | 0.661
2024-02-08 16:00 | 0.348 | 0.949 | 0.087 | 0.101 | 0.268 | 0.001 | 0.277 | 0.06 | 0.255 | 0 | 0.126 | 0.088 | 0.282 | 0 | 0.474 | 0.302 | 0.226 | 0.617
2024-02-08 17:00 | 0.15 | 0.906 | 0.034 | 0.236 | 0.1 | 0.003 | 0.095 | 0.054 | 0.101 | 0 | 0.062 | 0.087 | 0.111 | 0 | 0.281 | 0.42 | 0.065 | 0.469
2024-02-08 18:00 | 0.016 | 0.783 | 0.002 | 0.386 | 0.006 | 0.029 | 0.002 | 0.059 | 0.003 | 0.009 | 0.012 | 0.084 | 0.007 | 0 | 0.087 | 0.565 | 0.001 | 0.263
2024-02-08 19:00 | 0 | 0.574 | 0 | 0.314 | 0 | 0.097 | 0 | 0.085 | 0 | 0.083 | 0 | 0.079 | 0 | 0.008 | 0.001 | 0.583 | 0 | 0.127
2024-02-08 20:00 | 0 | 0.516 | 0 | 0.167 | 0 | 0.116 | 0 | 0.125 | 0 | 0.128 | 0 | 0.079 | 0 | 0.024 | 0 | 0.594 | 0 | 0.073
2024-02-08 21:00 | 0 | 0.583 | 0 | 0.162 | 0 | 0.087 | 0 | 0.164 | 0 | 0.137 | 0 | 0.104 | 0 | 0.019 | 0 | 0.574 | 0 | 0.03
2024-02-08 22:00 | 0 | 0.552 | 0 | 0.209 | 0 | 0.061 | 0 | 0.179 | 0 | 0.136 | 0 | 0.142 | 0 | 0.006 | 0 | 0.529 | 0 | 0.028
2024-02-08 23:00 | 0 | 0.422 | 0 | 0.192 | 0 | 0.063 | 0 | 0.148 | 0 | 0.103 | 0 | 0.164 | 0 | 0.004 | 0 | 0.494 | 0 | 0.025
2024-02-09 | 0 | 0.255 | 0 | 0.129 | 0 | 0.093 | 0 | 0.101 | 0 | 0.078 | 0 | 0.163 | 0 | 0.028 | 0 | 0.441 | 0 | 0.018
2024-02-09 01:00 | 0 | 0.163 | 0 | 0.094 | 0 | 0.135 | 0 | 0.062 | 0 | 0.075 | 0 | 0.158 | 0 | 0.076 | 0 | 0.405 | 0 | 0.076
2024-02-09 02:00 | 0 | 0.118 | 0 | 0.074 | 0 | 0.196 | 0 | 0.034 | 0 | 0.088 | 0 | 0.16 | 0 | 0.126 | 0 | 0.367 | 0 | 0.234
2024-02-09 03:00 | 0 | 0.103 | 0 | 0.072 | 0 | 0.283 | 0 | 0.015 | 0 | 0.093 | 0 | 0.176 | 0 | 0.177 | 0 | 0.361 | 0 | 0.388
2024-02-09 04:00 | 0 | 0.064 | 0 | 0.086 | 0 | 0.358 | 0 | 0.006 | 0 | 0.091 | 0 | 0.194 | 0 | 0.217 | 0 | 0.38 | 0 | 0.466
2024-02-09 05:00 | 0 | 0.02 | 0 | 0.105 | 0 | 0.368 | 0.001 | 0.005 | 0.001 | 0.078 | 0 | 0.214 | 0 | 0.213 | 0 | 0.378 | 0.002 | 0.447
2024-02-09 06:00 | 0.035 | 0.001 | 0.017 | 0.132 | 0.053 | 0.231 | 0.053 | 0.005 | 0.063 | 0.045 | 0.023 | 0.18 | 0.047 | 0.115 | 0.014 | 0.332 | 0.046 | 0.374
2024-02-09 07:00 | 0.108 | 0 | 0.072 | 0.132 | 0.235 | 0.176 | 0.238 | 0.008 | 0.238 | 0.057 | 0.15 | 0.108 | 0.216 | 0.068 | 0.132 | 0.315 | 0.144 | 0.37
2024-02-09 08:00 | 0.221 | 0.001 | 0.145 | 0.121 | 0.408 | 0.086 | 0.433 | 0.009 | 0.405 | 0.092 | 0.329 | 0.087 | 0.399 | 0.017 | 0.354 | 0.3 | 0.242 | 0.344
2024-02-09 09:00 | 0.366 | 0.005 | 0.22 | 0.085 | 0.506 | 0.045 | 0.592 | 0.026 | 0.522 | 0.113 | 0.486 | 0.167 | 0.543 | 0.002 | 0.542 | 0.245 | 0.348 | 0.288
2024-02-09 10:00 | 0.479 | 0.018 | 0.292 | 0.062 | 0.55 | 0.055 | 0.694 | 0.068 | 0.62 | 0.12 | 0.605 | 0.269 | 0.642 | 0.005 | 0.679 | 0.192 | 0.504 | 0.234
2024-02-09 11:00 | 0.489 | 0.02 | 0.357 | 0.044 | 0.562 | 0.069 | 0.739 | 0.119 | 0.68 | 0.104 | 0.663 | 0.348 | 0.694 | 0.015 | 0.765 | 0.182 | 0.64 | 0.179
2024-02-09 12:00 | 0.369 | 0.022 | 0.386 | 0.022 | 0.58 | 0.061 | 0.738 | 0.168 | 0.684 | 0.084 | 0.674 | 0.384 | 0.69 | 0.02 | 0.802 | 0.219 | 0.682 | 0.15
2024-02-09 13:00 | 0.194 | 0.058 | 0.361 | 0.008 | 0.565 | 0.042 | 0.691 | 0.209 | 0.645 | 0.071 | 0.647 | 0.368 | 0.651 | 0.019 | 0.793 | 0.272 | 0.622 | 0.145
2024-02-09 14:00 | 0.141 | 0.089 | 0.283 | 0.007 | 0.511 | 0.029 | 0.6 | 0.244 | 0.528 | 0.064 | 0.575 | 0.302 | 0.567 | 0.016 | 0.736 | 0.334 | 0.497 | 0.147
2024-02-09 15:00 | 0.116 | 0.084 | 0.205 | 0.016 | 0.425 | 0.021 | 0.463 | 0.277 | 0.381 | 0.062 | 0.378 | 0.206 | 0.438 | 0.013 | 0.63 | 0.382 | 0.346 | 0.135
2024-02-09 16:00 | 0.085 | 0.097 | 0.15 | 0.03 | 0.263 | 0.014 | 0.286 | 0.32 | 0.215 | 0.077 | 0.19 | 0.119 | 0.271 | 0.012 | 0.474 | 0.431 | 0.184 | 0.097
2024-02-09 17:00 | 0.046 | 0.168 | 0.078 | 0.054 | 0.101 | 0.013 | 0.096 | 0.367 | 0.083 | 0.123 | 0.089 | 0.063 | 0.106 | 0.019 | 0.278 | 0.498 | 0.056 | 0.051
2024-02-09 18:00 | 0.006 | 0.241 | 0.008 | 0.148 | 0.005 | 0.025 | 0.002 | 0.403 | 0.002 | 0.238 | 0.019 | 0.046 | 0.006 | 0.05 | 0.084 | 0.571 | 0 | 0.015
2024-02-09 19:00 | 0 | 0.235 | 0 | 0.304 | 0 | 0.058 | 0 | 0.444 | 0 | 0.363 | 0 | 0.084 | 0 | 0.122 | 0.001 | 0.547 | 0 | 0.001
2024-02-09 20:00 | 0 | 0.205 | 0 | 0.376 | 0 | 0.136 | 0 | 0.461 | 0 | 0.425 | 0 | 0.153 | 0 | 0.227 | 0 | 0.504 | 0 | 0
2024-02-09 21:00 | 0 | 0.192 | 0 | 0.374 | 0 | 0.271 | 0 | 0.476 | 0 | 0.448 | 0 | 0.227 | 0 | 0.32 | 0 | 0.447 | 0 | 0.017
2024-02-09 22:00 | 0 | 0.192 | 0 | 0.369 | 0 | 0.348 | 0 | 0.482 | 0 | 0.409 | 0 | 0.273 | 0 | 0.364 | 0 | 0.375 | 0 | 0.061
2024-02-09 23:00 | 0 | 0.195 | 0 | 0.318 | 0 | 0.345 | 0 | 0.444 | 0 | 0.288 | 0 | 0.261 | 0 | 0.377 | 0 | 0.315 | 0 | 0.091
2024-02-10 | 0 | 0.177 | 0 | 0.201 | 0 | 0.368 | 0 | 0.374 | 0 | 0.205 | 0 | 0.221 | 0 | 0.337 | 0 | 0.291 | 0 | 0.12
2024-02-10 01:00 | 0 | 0.137 | 0 | 0.125 | 0 | 0.341 | 0 | 0.302 | 0 | 0.166 | 0 | 0.169 | 0 | 0.277 | 0 | 0.279 | 0 | 0.142
2024-02-10 02:00 | 0 | 0.108 | 0 | 0.146 | 0 | 0.325 | 0 | 0.238 | 0 | 0.142 | 0 | 0.119 | 0 | 0.243 | 0 | 0.29 | 0 | 0.207
2024-02-10 03:00 | 0 | 0.103 | 0 | 0.2 | 0 | 0.322 | 0 | 0.196 | 0 | 0.12 | 0 | 0.084 | 0 | 0.235 | 0 | 0.308 | 0 | 0.3
2024-02-10 04:00 | 0 | 0.136 | 0 | 0.233 | 0 | 0.314 | 0 | 0.167 | 0 | 0.093 | 0 | 0.062 | 0 | 0.237 | 0 | 0.328 | 0 | 0.329
2024-02-10 05:00 | 0 | 0.174 | 0 | 0.253 | 0 | 0.314 | 0 | 0.15 | 0.001 | 0.076 | 0 | 0.067 | 0 | 0.232 | 0 | 0.364 | 0.006 | 0.314
2024-02-10 06:00 | 0.044 | 0.15 | 0.028 | 0.227 | 0.046 | 0.3 | 0.052 | 0.148 | 0.057 | 0.059 | 0.017 | 0.074 | 0.046 | 0.163 | 0.016 | 0.438 | 0.093 | 0.246
2024-02-10 07:00 | 0.155 | 0.128 | 0.117 | 0.207 | 0.234 | 0.379 | 0.257 | 0.115 | 0.256 | 0.049 | 0.151 | 0.007 | 0.181 | 0.213 | 0.128 | 0.541 | 0.233 | 0.137
2024-02-10 08:00 | 0.291 | 0.101 | 0.256 | 0.112 | 0.403 | 0.229 | 0.447 | 0.06 | 0.464 | 0.018 | 0.358 | 0 | 0.38 | 0.134 | 0.326 | 0.532 | 0.362 | 0.086
2024-02-10 09:00 | 0.464 | 0.067 | 0.455 | 0.043 | 0.536 | 0.114 | 0.576 | 0.042 | 0.609 | 0.009 | 0.524 | 0.014 | 0.566 | 0.06 | 0.534 | 0.472 | 0.427 | 0.059
2024-02-10 10:00 | 0.601 | 0.067 | 0.631 | 0.053 | 0.678 | 0.066 | 0.653 | 0.03 | 0.695 | 0.012 | 0.632 | 0.059 | 0.664 | 0.03 | 0.689 | 0.444 | 0.456 | 0.039
2024-02-10 11:00 | 0.661 | 0.105 | 0.659 | 0.128 | 0.75 | 0.046 | 0.699 | 0.017 | 0.723 | 0.025 | 0.667 | 0.106 | 0.705 | 0.02 | 0.777 | 0.458 | 0.52 | 0.035
2024-02-10 12:00 | 0.674 | 0.147 | 0.615 | 0.238 | 0.754 | 0.038 | 0.712 | 0.009 | 0.702 | 0.034 | 0.675 | 0.144 | 0.716 | 0.014 | 0.819 | 0.513 | 0.549 | 0.036
2024-02-10 13:00 | 0.645 | 0.192 | 0.539 | 0.3 | 0.709 | 0.034 | 0.69 | 0.007 | 0.673 | 0.034 | 0.616 | 0.162 | 0.659 | 0.009 | 0.809 | 0.601 | 0.471 | 0.03
2024-02-10 14:00 | 0.57 | 0.216 | 0.445 | 0.296 | 0.605 | 0.031 | 0.611 | 0.005 | 0.571 | 0.027 | 0.609 | 0.17 | 0.549 | 0.006 | 0.751 | 0.677 | 0.383 | 0.068
2024-02-10 15:00 | 0.462 | 0.234 | 0.321 | 0.246 | 0.445 | 0.028 | 0.475 | 0.006 | 0.417 | 0.018 | 0.497 | 0.167 | 0.408 | 0.004 | 0.643 | 0.724 | 0.314 | 0.086
2024-02-10 16:00 | 0.303 | 0.264 | 0.235 | 0.169 | 0.261 | 0.022 | 0.29 | 0.01 | 0.247 | 0.012 | 0.34 | 0.144 | 0.252 | 0.002 | 0.484 | 0.752 | 0.212 | 0.058
2024-02-10 17:00 | 0.137 | 0.308 | 0.119 | 0.084 | 0.095 | 0.017 | 0.094 | 0.031 | 0.091 | 0.009 | 0.194 | 0.126 | 0.096 | 0.002 | 0.283 | 0.768 | 0.074 | 0.024
2024-02-10 18:00 | 0.016 | 0.344 | 0.013 | 0.017 | 0.004 | 0.024 | 0.002 | 0.143 | 0.003 | 0.019 | 0.041 | 0.108 | 0.005 | 0.003 | 0.084 | 0.77 | 0.001 | 0.015
2024-02-10 19:00 | 0 | 0.304 | 0 | 0 | 0 | 0.026 | 0 | 0.267 | 0 | 0.03 | 0 | 0.105 | 0 | 0.004 | 0.001 | 0.693 | 0 | 0.02
2024-02-10 20:00 | 0 | 0.285 | 0 | 0 | 0 | 0.018 | 0 | 0.293 | 0 | 0.032 | 0 | 0.088 | 0 | 0.002 | 0 | 0.602 | 0 | 0.025
2024-02-10 21:00 | 0 | 0.283 | 0 | 0.004 | 0 | 0.008 | 0 | 0.261 | 0 | 0.03 | 0 | 0.063 | 0 | 0 | 0 | 0.526 | 0 | 0.039
2024-02-10 22:00 | 0 | 0.312 | 0 | 0.062 | 0 | 0.001 | 0 | 0.217 | 0 | 0.027 | 0 | 0.043 | 0 | 0 | 0 | 0.464 | 0 | 0.058
2024-02-10 23:00 | 0 | 0.373 | 0 | 0.157 | 0 | 0 | 0 | 0.157 | 0 | 0.021 | 0 | 0.04 | 0 | 0 | 0 | 0.448 | 0 | 0.067
2024-02-11 | 0 | 0.41 | 0 | 0.234 | 0 | 0 | 0 | 0.099 | 0 | 0.013 | 0 | 0.053 | 0 | 0.001 | 0 | 0.432 | 0 | 0.068
2024-02-11 01:00 | 0 | 0.464 | 0 | 0.281 | 0 | 0 | 0 | 0.064 | 0 | 0.006 | 0 | 0.072 | 0 | 0.006 | 0 | 0.422 | 0 | 0.069
2024-02-11 02:00 | 0 | 0.496 | 0 | 0.293 | 0 | 0 | 0 | 0.046 | 0 | 0.002 | 0 | 0.084 | 0 | 0.016 | 0 | 0.409 | 0 | 0.064
2024-02-11 03:00 | 0 | 0.524 | 0 | 0.296 | 0 | 0.001 | 0 | 0.034 | 0 | 0.002 | 0 | 0.072 | 0 | 0.032 | 0 | 0.406 | 0 | 0.055
2024-02-11 04:00 | 0 | 0.563 | 0 | 0.305 | 0 | 0.004 | 0 | 0.022 | 0 | 0.002 | 0 | 0.046 | 0 | 0.059 | 0 | 0.422 | 0 | 0.042
2024-02-11 05:00 | 0 | 0.559 | 0 | 0.305 | 0 | 0.008 | 0 | 0.011 | 0.001 | 0.002 | 0 | 0.016 | 0 | 0.089 | 0 | 0.386 | 0.005 | 0.027
2024-02-11 06:00 | 0.057 | 0.556 | 0.038 | 0.194 | 0.055 | 0.004 | 0.044 | 0.002 | 0.062 | 0.001 | 0.021 | 0.005 | 0.048 | 0.062 | 0.013 | 0.306 | 0.087 | 0.015
2024-02-11 07:00 | 0.191 | 0.685 | 0.231 | 0.133 | 0.226 | 0 | 0.257 | 0 | 0.251 | 0.007 | 0.131 | 0.002 | 0.222 | 0.001 | 0.132 | 0.323 | 0.248 | 0.008
2024-02-11 08:00 | 0.345 | 0.703 | 0.434 | 0.118 | 0.417 | 0.001 | 0.457 | 0 | 0.445 | 0.021 | 0.3 | 0.004 | 0.421 | 0 | 0.357 | 0.311 | 0.42 | 0.005
2024-02-11 09:00 | 0.492 | 0.697 | 0.59 | 0.115 | 0.59 | 0.016 | 0.606 | 0 | 0.598 | 0.028 | 0.481 | 0.043 | 0.575 | 0.001 | 0.544 | 0.243 | 0.539 | 0.008
2024-02-11 10:00 | 0.565 | 0.711 | 0.691 | 0.139 | 0.682 | 0.045 | 0.7 | 0.001 | 0.694 | 0.036 | 0.639 | 0.123 | 0.672 | 0.008 | 0.687 | 0.237 | 0.619 | 0.022
2024-02-11 11:00 | 0.524 | 0.745 | 0.741 | 0.168 | 0.663 | 0.061 | 0.743 | 0.001 | 0.71 | 0.042 | 0.722 | 0.196 | 0.681 | 0.017 | 0.774 | 0.294 | 0.651 | 0.069
2024-02-11 12:00 | 0.506 | 0.778 | 0.738 | 0.194 | 0.593 | 0.067 | 0.738 | 0.002 | 0.644 | 0.05 | 0.747 | 0.259 | 0.639 | 0.021 | 0.813 | 0.367 | 0.634 | 0.155
2024-02-11 13:00 | 0.462 | 0.812 | 0.646 | 0.22 | 0.457 | 0.063 | 0.681 | 0.003 | 0.502 | 0.058 | 0.691 | 0.293 | 0.551 | 0.022 | 0.804 | 0.45 | 0.568 | 0.24
2024-02-11 14:00 | 0.366 | 0.791 | 0.495 | 0.211 | 0.336 | 0.048 | 0.583 | 0.005 | 0.369 | 0.06 | 0.617 | 0.302 | 0.419 | 0.016 | 0.746 | 0.559 | 0.474 | 0.3
2024-02-11 15:00 | 0.271 | 0.671 | 0.351 | 0.148 | 0.272 | 0.032 | 0.444 | 0.008 | 0.26 | 0.059 | 0.466 | 0.302 | 0.312 | 0.008 | 0.639 | 0.677 | 0.345 | 0.325
2024-02-11 16:00 | 0.177 | 0.664 | 0.199 | 0.082 | 0.191 | 0.017 | 0.267 | 0.015 | 0.154 | 0.05 | 0.332 | 0.305 | 0.207 | 0.003 | 0.482 | 0.753 | 0.207 | 0.305
2024-02-11 17:00 | 0.093 | 0.693 | 0.081 | 0.055 | 0.09 | 0.008 | 0.091 | 0.045 | 0.06 | 0.032 | 0.175 | 0.346 | 0.089 | 0.001 | 0.281 | 0.818 | 0.073 | 0.231
2024-02-11 18:00 | 0.012 | 0.635 | 0.004 | 0.077 | 0.004 | 0.005 | 0.001 | 0.152 | 0.001 | 0.009 | 0.041 | 0.425 | 0.005 | 0 | 0.081 | 0.849 | 0.001 | 0.131
2024-02-11 19:00 | 0 | 0.519 | 0 | 0.133 | 0 | 0.004 | 0 | 0.216 | 0 | 0.001 | 0 | 0.594 | 0 | 0 | 0 | 0.795 | 0 | 0.073
2024-02-11 20:00 | 0 | 0.493 | 0 | 0.249 | 0 | 0.004 | 0 | 0.185 | 0 | 0.006 | 0 | 0.667 | 0 | 0 | 0 | 0.718 | 0 | 0.062
2024-02-11 21:00 | 0 | 0.481 | 0 | 0.207 | 0 | 0.006 | 0 | 0.136 | 0 | 0.049 | 0 | 0.65 | 0 | 0 | 0 | 0.653 | 0 | 0.038
2024-02-11 22:00 | 0 | 0.505 | 0 | 0.005 | 0 | 0.009 | 0 | 0.105 | 0 | 0.105 | 0 | 0.618 | 0 | 0.001 | 0 | 0.587 | 0 | 0.015
2024-02-11 23:00 | 0 | 0.465 | 0 | 0 | 0 | 0.009 | 0 | 0.099 | 0 | 0.178 | 0 | 0.567 | 0 | 0.001 | 0 | 0.548 | 0 | 0.01
2024-02-12 | 0 | 0.432 | 0 | 0.001 | 0 | 0.005 | 0 | 0.112 | 0 | 0.223 | 0 | 0.503 | 0 | 0.001 | 0 | 0.515 | 0 | 0.002
2024-02-12 01:00 | 0 | 0.376 | 0 | 0.016 | 0 | 0.001 | 0 | 0.153 | 0 | 0.204 | 0 | 0.394 | 0 | 0.009 | 0 | 0.506 | 0 | 0
2024-02-12 02:00 | 0 | 0.311 | 0 | 0.04 | 0 | 0 | 0 | 0.2 | 0 | 0.173 | 0 | 0.29 | 0 | 0.012 | 0 | 0.472 | 0 | 0
2024-02-12 03:00 | 0 | 0.252 | 0 | 0.067 | 0 | 0 | 0 | 0.225 | 0 | 0.115 | 0 | 0.206 | 0 | 0.005 | 0 | 0.431 | 0 | 0
2024-02-12 04:00 | 0 | 0.22 | 0 | 0.093 | 0 | 0 | 0 | 0.233 | 0 | 0.08 | 0 | 0.143 | 0 | 0.014 | 0 | 0.431 | 0 | 0
2024-02-12 05:00 | 0 | 0.188 | 0 | 0.107 | 0 | 0.004 | 0 | 0.175 | 0 | 0.045 | 0 | 0.101 | 0 | 0.065 | 0 | 0.43 | 0.001 | 0
2024-02-12 06:00 | 0.054 | 0.13 | 0.042 | 0.103 | 0.05 | 0.012 | 0.047 | 0.07 | 0.062 | 0.014 | 0.014 | 0.059 | 0.048 | 0.074 | 0.014 | 0.387 | 0.08 | 0
2024-02-12 07:00 | 0.193 | 0.105 | 0.199 | 0.093 | 0.208 | 0.001 | 0.26 | 0.038 | 0.248 | 0.012 | 0.157 | 0.02 | 0.181 | 0.023 | 0.13 | 0.432 | 0.259 | 0
2024-02-12 08:00 | 0.332 | 0.091 | 0.391 | 0.06 | 0.404 | 0.001 | 0.457 | 0.034 | 0.433 | 0.033 | 0.379 | 0.001 | 0.328 | 0 | 0.341 | 0.454 | 0.437 | 0
2024-02-12 09:00 | 0.486 | 0.101 | 0.601 | 0.036 | 0.545 | 0.037 | 0.603 | 0.062 | 0.573 | 0.102 | 0.554 | 0 | 0.472 | 0.001 | 0.539 | 0.411 | 0.6 | 0
2024-02-12 10:00 | 0.583 | 0.127 | 0.712 | 0.024 | 0.614 | 0.065 | 0.697 | 0.107 | 0.66 | 0.172 | 0.673 | 0.034 | 0.577 | 0.003 | 0.635 | 0.392 | 0.698 | 0
2024-02-12 11:00 | 0.634 | 0.134 | 0.765 | 0.028 | 0.655 | 0.101 | 0.732 | 0.17 | 0.708 | 0.246 | 0.745 | 0.11 | 0.626 | 0.022 | 0.712 | 0.418 | 0.747 | 0.004
2024-02-12 12:00 | 0.66 | 0.153 | 0.774 | 0.047 | 0.684 | 0.144 | 0.684 | 0.188 | 0.717 | 0.297 | 0.768 | 0.201 | 0.635 | 0.054 | 0.769 | 0.508 | 0.741 | 0.011
2024-02-12 13:00 | 0.61 | 0.189 | 0.741 | 0.068 | 0.648 | 0.151 | 0.659 | 0.161 | 0.682 | 0.295 | 0.748 | 0.291 | 0.606 | 0.058 | 0.764 | 0.607 | 0.684 | 0.018
2024-02-12 14:00 | 0.499 | 0.233 | 0.656 | 0.074 | 0.581 | 0.133 | 0.587 | 0.122 | 0.594 | 0.25 | 0.683 | 0.367 | 0.534 | 0.043 | 0.703 | 0.69 | 0.588 | 0.025
2024-02-12 15:00 | 0.393 | 0.252 | 0.527 | 0.068 | 0.425 | 0.104 | 0.449 | 0.093 | 0.458 | 0.181 | 0.573 | 0.429 | 0.401 | 0.029 | 0.551 | 0.738 | 0.449 | 0.03
2024-02-12 16:00 | 0.264 | 0.241 | 0.352 | 0.051 | 0.254 | 0.077 | 0.268 | 0.082 | 0.26 | 0.113 | 0.415 | 0.466 | 0.183 | 0.023 | 0.42 | 0.756 | 0.271 | 0.036
2024-02-12 17:00 | 0.125 | 0.195 | 0.153 | 0.027 | 0.074 | 0.045 | 0.082 | 0.081 | 0.096 | 0.048 | 0.219 | 0.498 | 0.048 | 0.02 | 0.252 | 0.77 | 0.092 | 0.032
2024-02-12 18:00 | 0.015 | 0.134 | 0.011 | 0.011 | 0.001 | 0.028 | 0 | 0.118 | 0.001 | 0.012 | 0.037 | 0.506 | 0.002 | 0.011 | 0.077 | 0.738 | 0.001 | 0.019
2024-02-12 19:00 | 0 | 0.093 | 0 | 0.047 | 0 | 0.019 | 0 | 0.168 | 0 | 0.007 | 0 | 0.558 | 0 | 0.003 | 0 | 0.542 | 0 | 0.005
2024-02-12 20:00 | 0 | 0.078 | 0 | 0.16 | 0 | 0.013 | 0 | 0.155 | 0 | 0.006 | 0 | 0.54 | 0 | 0.008 | 0 | 0.443 | 0 | 0
2024-02-12 21:00 | 0 | 0.058 | 0 | 0.264 | 0 | 0.016 | 0 | 0.093 | 0 | 0.007 | 0 | 0.491 | 0 | 0.046 | 0 | 0.416 | 0 | 0
2024-02-12 22:00 | 0 | 0.051 | 0 | 0.291 | 0 | 0.023 | 0 | 0.026 | 0 | 0.013 | 0 | 0.494 | 0 | 0.105 | 0 | 0.361 | 0 | 0
2024-02-12 23:00 | 0 | 0.083 | 0 | 0.25 | 0 | 0.025 | 0 | 0.003 | 0 | 0.025 | 0 | 0.566 | 0 | 0.135 | 0 | 0.287 | 0 | 0
2024-02-13 | 0 | 0.138 | 0 | 0.203 | 0 | 0.038 | 0 | 0 | 0 | 0.04 | 0 | 0.634 | 0 | 0.14 | 0 | 0.243 | 0 | 0
2024-02-13 01:00 | 0 | 0.191 | 0 | 0.168 | 0 | 0.053 | 0 | 0 | 0 | 0.045 | 0 | 0.575 | 0 | 0.139 | 0 | 0.234 | 0 | 0.001
2024-02-13 02:00 | 0 | 0.223 | 0 | 0.165 | 0 | 0.065 | 0 | 0.001 | 0 | 0.027 | 0 | 0.51 | 0 | 0.155 | 0 | 0.251 | 0 | 0.003
2024-02-13 03:00 | 0 | 0.233 | 0 | 0.209 | 0 | 0.102 | 0 | 0.015 | 0 | 0.009 | 0 | 0.425 | 0 | 0.177 | 0 | 0.276 | 0 | 0.012
2024-02-13 04:00 | 0 | 0.236 | 0 | 0.261 | 0 | 0.167 | 0 | 0.035 | 0 | 0.01 | 0 | 0.325 | 0 | 0.217 | 0 | 0.291 | 0 | 0.033
2024-02-13 05:00 | 0 | 0.204 | 0 | 0.311 | 0 | 0.22 | 0 | 0.043 | 0 | 0.027 | 0 | 0.236 | 0 | 0.233 | 0 | 0.268 | 0.005 | 0.066
2024-02-13 06:00 | 0.053 | 0.147 | 0.035 | 0.241 | 0.056 | 0.162 | 0.046 | 0.042 | 0.031 | 0.045 | 0.012 | 0.139 | 0.05 | 0.15 | 0.011 | 0.23 | 0.087 | 0.084
2024-02-13 07:00 | 0.186 | 0.168 | 0.237 | 0.21 | 0.233 | 0.137 | 0.153 | 0.053 | 0.135 | 0.068 | 0.157 | 0.052 | 0.216 | 0.16 | 0.133 | 0.212 | 0.286 | 0.112
2024-02-13 08:00 | 0.32 | 0.168 | 0.445 | 0.155 | 0.432 | 0.119 | 0.22 | 0.099 | 0.309 | 0.092 | 0.378 | 0.043 | 0.4 | 0.208 | 0.362 | 0.345 | 0.476 | 0.161
2024-02-13 09:00 | 0.448 | 0.126 | 0.593 | 0.089 | 0.569 | 0.157 | 0.269 | 0.154 | 0.505 | 0.146 | 0.551 | 0.008 | 0.498 | 0.254 | 0.555 | 0.413 | 0.611 | 0.228
2024-02-13 10:00 | 0.57 | 0.103 | 0.687 | 0.052 | 0.634 | 0.217 | 0.291 | 0.137 | 0.596 | 0.194 | 0.673 | 0 | 0.613 | 0.28 | 0.695 | 0.476 | 0.683 | 0.32
2024-02-13 11:00 | 0.674 | 0.115 | 0.728 | 0.025 | 0.618 | 0.228 | 0.306 | 0.09 | 0.557 | 0.209 | 0.744 | 0 | 0.642 | 0.263 | 0.782 | 0.539 | 0.714 | 0.412
2024-02-13 12:00 | 0.658 | 0.15 | 0.71 | 0.007 | 0.562 | 0.214 | 0.336 | 0.101 | 0.54 | 0.219 | 0.768 | 0 | 0.565 | 0.244 | 0.819 | 0.624 | 0.706 | 0.481
2024-02-13 13:00 | 0.598 | 0.186 | 0.647 | 0.001 | 0.465 | 0.21 | 0.325 | 0.192 | 0.438 | 0.233 | 0.748 | 0.007 | 0.433 | 0.256 | 0.808 | 0.706 | 0.631 | 0.526
2024-02-13 14:00 | 0.543 | 0.212 | 0.529 | 0 | 0.315 | 0.225 | 0.295 | 0.333 | 0.342 | 0.21 | 0.683 | 0.021 | 0.338 | 0.278 | 0.75 | 0.768 | 0.52 | 0.539
2024-02-13 15:00 | 0.456 | 0.201 | 0.406 | 0 | 0.222 | 0.251 | 0.255 | 0.447 | 0.239 | 0.188 | 0.572 | 0.037 | 0.245 | 0.318 | 0.642 | 0.801 | 0.384 | 0.525
2024-02-13 16:00 | 0.317 | 0.178 | 0.268 | 0 | 0.124 | 0.293 | 0.157 | 0.443 | 0.135 | 0.175 | 0.414 | 0.049 | 0.131 | 0.379 | 0.484 | 0.814 | 0.225 | 0.466
2024-02-13 17:00 | 0.15 | 0.137 | 0.125 | 0 | 0.042 | 0.244 | 0.045 | 0.293 | 0.039 | 0.112 | 0.217 | 0.056 | 0.046 | 0.313 | 0.283 | 0.824 | 0.077 | 0.321
2024-02-13 18:00 | 0.015 | 0.102 | 0.011 | 0.001 | 0.001 | 0.191 | 0 | 0.167 | 0 | 0.051 | 0.037 | 0.079 | 0.001 | 0.255 | 0.081 | 0.816 | 0 | 0.185
2024-02-13 19:00 | 0 | 0.082 | 0 | 0.001 | 0 | 0.162 | 0 | 0.156 | 0 | 0.022 | 0 | 0.176 | 0 | 0.236 | 0 | 0.762 | 0 | 0.152
2024-02-13 20:00 | 0 | 0.049 | 0 | 0.005 | 0 | 0.133 | 0 | 0.159 | 0 | 0.011 | 0 | 0.237 | 0 | 0.19 | 0 | 0.755 | 0 | 0.161
2024-02-13 21:00 | 0 | 0.024 | 0 | 0.026 | 0 | 0.103 | 0 | 0.151 | 0 | 0.011 | 0 | 0.278 | 0 | 0.154 | 0 | 0.762 | 0 | 0.197
2024-02-13 22:00 | 0 | 0.011 | 0 | 0.084 | 0 | 0.073 | 0 | 0.12 | 0 | 0.031 | 0 | 0.321 | 0 | 0.133 | 0 | 0.77 | 0 | 0.223
2024-02-13 23:00 | 0 | 0.002 | 0 | 0.169 | 0 | 0.099 | 0 | 0.13 | 0 | 0.125 | 0 | 0.372 | 0 | 0.133 | 0 | 0.773 | 0 | 0.225
2024-02-14 | 0 | 0 | 0 | 0.233 | 0 | 0.183 | 0 | 0.179 | 0 | 0.22 | 0 | 0.395 | 0 | 0.157 | 0 | 0.784 | 0 | 0.203
2024-02-14 01:00 | 0 | 0 | 0 | 0.268 | 0 | 0.271 | 0 | 0.311 | 0 | 0.221 | 0 | 0.431 | 0 | 0.218 | 0 | 0.788 | 0 | 0.207
2024-02-14 02:00 | 0 | 0 | 0 | 0.316 | 0 | 0.267 | 0 | 0.494 | 0 | 0.198 | 0 | 0.436 | 0 | 0.264 | 0 | 0.761 | 0 | 0.239
2024-02-14 03:00 | 0 | 0 | 0 | 0.384 | 0 | 0.245 | 0 | 0.634 | 0 | 0.204 | 0 | 0.485 | 0 | 0.257 | 0 | 0.726 | 0 | 0.286
2024-02-14 04:00 | 0 | 0 | 0 | 0.477 | 0 | 0.282 | 0 | 0.72 | 0 | 0.22 | 0 | 0.574 | 0 | 0.264 | 0 | 0.695 | 0 | 0.319
2024-02-14 05:00 | 0 | 0.001 | 0 | 0.538 | 0 | 0.291 | 0 | 0.707 | 0 | 0.194 | 0 | 0.625 | 0 | 0.237 | 0 | 0.673 | 0.004 | 0.288
2024-02-14 06:00 | 0.041 | 0.001 | 0.047 | 0.457 | 0.026 | 0.263 | 0.034 | 0.701 | 0.016 | 0.179 | 0.015 | 0.586 | 0.029 | 0.185 | 0.009 | 0.632 | 0.083 | 0.206
2024-02-14 07:00 | 0.243 | 0.004 | 0.187 | 0.58 | 0.108 | 0.47 | 0.135 | 0.79 | 0.065 | 0.286 | 0.151 | 0.633 | 0.128 | 0.332 | 0.134 | 0.485 | 0.25 | 0.155
2024-02-14 08:00 | 0.466 | 0.008 | 0.306 | 0.59 | 0.206 | 0.586 | 0.268 | 0.874 | 0.144 | 0.437 | 0.354 | 0.608 | 0.249 | 0.416 | 0.366 | 0.417 | 0.427 | 0.101
2024-02-14 09:00 | 0.625 | 0.021 | 0.421 | 0.507 | 0.286 | 0.59 | 0.42 | 0.908 | 0.222 | 0.532 | 0.516 | 0.41 | 0.352 | 0.374 | 0.553 | 0.31 | 0.565 | 0.083
2024-02-14 10:00 | 0.73 | 0.058 | 0.536 | 0.391 | 0.384 | 0.58 | 0.556 | 0.903 | 0.309 | 0.552 | 0.632 | 0.255 | 0.574 | 0.323 | 0.683 | 0.101 | 0.689 | 0.097
2024-02-14 11:00 | 0.785 | 0.114 | 0.662 | 0.264 | 0.481 | 0.581 | 0.647 | 0.851 | 0.437 | 0.515 | 0.699 | 0.143 | 0.593 | 0.374 | 0.763 | 0.012 | 0.749 | 0.125
2024-02-14 12:00 | 0.793 | 0.183 | 0.736 | 0.157 | 0.401 | 0.546 | 0.615 | 0.748 | 0.472 | 0.407 | 0.725 | 0.067 | 0.32 | 0.45 | 0.797 | 0 | 0.738 | 0.158
2024-02-14 13:00 | 0.755 | 0.252 | 0.703 | 0.107 | 0.276 | 0.46 | 0.547 | 0.684 | 0.31 | 0.287 | 0.71 | 0.026 | 0.307 | 0.448 | 0.787 | 0 | 0.684 | 0.194
2024-02-14 14:00 | 0.673 | 0.32 | 0.6 | 0.093 | 0.194 | 0.352 | 0.461 | 0.689 | 0.196 | 0.202 | 0.653 | 0.01 | 0.279 | 0.407 | 0.73 | 0.049 | 0.583 | 0.202
2024-02-14 15:00 | 0.542 | 0.386 | 0.426 | 0.096 | 0.145 | 0.241 | 0.329 | 0.698 | 0.107 | 0.149 | 0.546 | 0.006 | 0.254 | 0.357 | 0.625 | 0.101 | 0.443 | 0.18
2024-02-14 16:00 | 0.364 | 0.46 | 0.262 | 0.112 | 0.101 | 0.156 | 0.194 | 0.696 | 0.055 | 0.113 | 0.393 | 0.005 | 0.2 | 0.306 | 0.471 | 0.164 | 0.263 | 0.144
2024-02-14 17:00 | 0.16 | 0.55 | 0.117 | 0.131 | 0.042 | 0.088 | 0.07 | 0.65 | 0.019 | 0.084 | 0.19 | 0.007 | 0.1 | 0.231 | 0.274 | 0.261 | 0.085 | 0.095
2024-02-14 18:00 | 0.011 | 0.598 | 0.011 | 0.175 | 0.001 | 0.058 | 0 | 0.525 | 0 | 0.107 | 0.032 | 0.024 | 0.005 | 0.151 | 0.078 | 0.421 | 0.001 | 0.042
2024-02-14 19:00 | 0 | 0.574 | 0 | 0.285 | 0 | 0.07 | 0 | 0.544 | 0 | 0.17 | 0 | 0.095 | 0 | 0.152 | 0 | 0.556 | 0 | 0.014
2024-02-14 20:00 | 0 | 0.563 | 0 | 0.38 | 0 | 0.101 | 0 | 0.635 | 0 | 0.243 | 0 | 0.205 | 0 | 0.148 | 0 | 0.623 | 0 | 0.004
2024-02-14 21:00 | 0 | 0.552 | 0 | 0.412 | 0 | 0.162 | 0 | 0.698 | 0 | 0.295 | 0 | 0.286 | 0 | 0.155 | 0 | 0.592 | 0 | 0.001
2024-02-14 22:00 | 0 | 0.53 | 0 | 0.395 | 0 | 0.249 | 0 | 0.777 | 0 | 0.333 | 0 | 0.379 | 0 | 0.171 | 0 | 0.523 | 0 | 0.001
2024-02-14 23:00 | 0 | 0.519 | 0 | 0.337 | 0 | 0.323 | 0 | 0.779 | 0 | 0.323 | 0 | 0.487 | 0 | 0.211 | 0 | 0.452 | 0 | 0.001
2024-02-15 | 0 | 0.509 | 0 | 0.286 | 0 | 0.269 | 0 | 0.754 | 0 | 0.296 | 0 | 0.621 | 0 | 0.256 | 0 | 0.39 | 0 | 0.004
2024-02-15 01:00 | 0 | 0.494 | 0 | 0.208 | 0 | 0.226 | 0 | 0.733 | 0 | 0.275 | 0 | 0.747 | 0 | 0.246 | 0 | 0.337 | 0 | 0.009
2024-02-15 02:00 | 0 | 0.465 | 0 | 0.146 | 0 | 0.197 | 0 | 0.695 | 0 | 0.238 | 0 | 0.716 | 0 | 0.223 | 0 | 0.288 | 0 | 0.019
2024-02-15 03:00 | 0 | 0.41 | 0 | 0.098 | 0 | 0.175 | 0 | 0.644 | 0 | 0.196 | 0 | 0.615 | 0 | 0.239 | 0 | 0.223 | 0 | 0.037
2024-02-15 04:00 | 0 | 0.334 | 0 | 0.067 | 0 | 0.157 | 0 | 0.608 | 0 | 0.17 | 0 | 0.487 | 0 | 0.208 | 0 | 0.119 | 0 | 0.065
2024-02-15 05:00 | 0 | 0.251 | 0 | 0.052 | 0 | 0.163 | 0 | 0.603 | 0 | 0.163 | 0 | 0.351 | 0 | 0.211 | 0 | 0.04 | 0.004 | 0.107
2024-02-15 06:00 | 0.038 | 0.125 | 0.02 | 0.041 | 0.054 | 0.152 | 0.053 | 0.647 | 0.063 | 0.159 | 0.017 | 0.297 | 0.046 | 0.189 | 0.011 | 0.004 | 0.092 | 0.148
2024-02-15 07:00 | 0.246 | 0.058 | 0.079 | 0.088 | 0.221 | 0.166 | 0.194 | 0.781 | 0.245 | 0.143 | 0.151 | 0.412 | 0.187 | 0.236 | 0.129 | 0 | 0.278 | 0.239
2024-02-15 08:00 | 0.443 | 0.019 | 0.15 | 0.121 | 0.349 | 0.141 | 0.307 | 0.786 | 0.431 | 0.089 | 0.35 | 0.337 | 0.337 | 0.264 | 0.347 | 0.011 | 0.46 | 0.329
2024-02-15 09:00 | 0.589 | 0.002 | 0.228 | 0.115 | 0.468 | 0.123 | 0.416 | 0.762 | 0.539 | 0.1 | 0.502 | 0.183 | 0.473 | 0.229 | 0.535 | 0.039 | 0.574 | 0.397
2024-02-15 10:00 | 0.695 | 0.026 | 0.312 | 0.1 | 0.561 | 0.114 | 0.419 | 0.707 | 0.603 | 0.117 | 0.593 | 0.082 | 0.59 | 0.169 | 0.673 | 0.078 | 0.596 | 0.445
2024-02-15 11:00 | 0.743 | 0.08 | 0.391 | 0.074 | 0.643 | 0.104 | 0.376 | 0.635 | 0.629 | 0.125 | 0.637 | 0.027 | 0.659 | 0.118 | 0.758 | 0.094 | 0.51 | 0.459
2024-02-15 12:00 | 0.743 | 0.138 | 0.413 | 0.046 | 0.668 | 0.085 | 0.323 | 0.542 | 0.614 | 0.122 | 0.645 | 0.003 | 0.658 | 0.077 | 0.794 | 0.093 | 0.434 | 0.464
2024-02-15 13:00 | 0.691 | 0.175 | 0.398 | 0.019 | 0.625 | 0.062 | 0.27 | 0.457 | 0.544 | 0.108 | 0.63 | 0 | 0.582 | 0.05 | 0.783 | 0.086 | 0.362 | 0.464
2024-02-15 14:00 | 0.591 | 0.171 | 0.33 | 0.003 | 0.537 | 0.047 | 0.219 | 0.409 | 0.466 | 0.099 | 0.579 | 0 | 0.463 | 0.034 | 0.724 | 0.08 | 0.268 | 0.476
2024-02-15 15:00 | 0.444 | 0.133 | 0.281 | 0 | 0.388 | 0.036 | 0.187 | 0.392 | 0.374 | 0.095 | 0.462 | 0.001 | 0.334 | 0.024 | 0.618 | 0.072 | 0.16 | 0.468
2024-02-15 16:00 | 0.26 | 0.079 | 0.203 | 0 | 0.22 | 0.026 | 0.133 | 0.388 | 0.223 | 0.096 | 0.309 | 0.014 | 0.189 | 0.017 | 0.462 | 0.069 | 0.079 | 0.419
2024-02-15 17:00 | 0.095 | 0.042 | 0.071 | 0.001 | 0.078 | 0.017 | 0.057 | 0.32 | 0.078 | 0.083 | 0.155 | 0.042 | 0.066 | 0.008 | 0.268 | 0.084 | 0.024 | 0.346
2024-02-15 18:00 | 0.008 | 0.057 | 0.003 | 0.022 | 0.002 | 0.012 | 0 | 0.231 | 0.001 | 0.071 | 0.035 | 0.066 | 0.002 | 0.002 | 0.076 | 0.113 | 0 | 0.296
2024-02-15 19:00 | 0 | 0.054 | 0 | 0.068 | 0 | 0.009 | 0 | 0.241 | 0 | 0.063 | 0 | 0.077 | 0 | 0.001 | 0 | 0.145 | 0 | 0.267
2024-02-15 20:00 | 0 | 0.019 | 0 | 0.094 | 0 | 0.005 | 0 | 0.243 | 0 | 0.042 | 0 | 0.064 | 0 | 0.001 | 0 | 0.141 | 0 | 0.222
2024-02-15 21:00 | 0 | 0 | 0 | 0.089 | 0 | 0.003 | 0 | 0.22 | 0 | 0.024 | 0 | 0.036 | 0 | 0.001 | 0 | 0.122 | 0 | 0.166
2024-02-15 22:00 | 0 | 0 | 0 | 0.067 | 0 | 0.002 | 0 | 0.208 | 0 | 0.011 | 0 | 0.024 | 0 | 0.002 | 0 | 0.086 | 0 | 0.127
2024-02-15 23:00 | 0 | 0.045 | 0 | 0.043 | 0 | 0.002 | 0 | 0.247 | 0 | 0.005 | 0 | 0.031 | 0 | 0.003 | 0 | 0.049 | 0 | 0.126
2024-02-16 | 0 | 0.123 | 0 | 0.023 | 0 | 0.002 | 0 | 0.237 | 0 | 0.004 | 0 | 0.031 | 0 | 0.005 | 0 | 0.02 | 0 | 0.131
2024-02-16 01:00 | 0 | 0.163 | 0 | 0.016 | 0 | 0.003 | 0 | 0.241 | 0 | 0.005 | 0 | 0.019 | 0 | 0.006 | 0 | 0.004 | 0 | 0.121
2024-02-16 02:00 | 0 | 0.203 | 0 | 0.021 | 0 | 0.005 | 0 | 0.259 | 0 | 0.007 | 0 | 0.009 | 0 | 0.008 | 0 | 0 | 0 | 0.108
2024-02-16 03:00 | 0 | 0.235 | 0 | 0.02 | 0 | 0.006 | 0 | 0.274 | 0 | 0.009 | 0 | 0.009 | 0 | 0.012 | 0 | 0 | 0 | 0.09
2024-02-16 04:00 | 0 | 0.278 | 0 | 0.011 | 0 | 0.008 | 0 | 0.293 | 0 | 0.009 | 0 | 0.017 | 0 | 0.016 | 0 | 0 | 0 | 0.093
2024-02-16 05:00 | 0 | 0.316 | 0 | 0.004 | 0 | 0.008 | 0 | 0.352 | 0 | 0.005 | 0 | 0.031 | 0 | 0.015 | 0 | 0 | 0.001 | 0.091
2024-02-16 06:00 | 0.045 | 0.295 | 0.037 | 0.002 | 0.049 | 0.004 | 0.058 | 0.291 | 0.061 | 0.002 | 0.012 | 0.036 | 0.044 | 0.009 | 0.011 | 0 | 0.05 | 0.077
2024-02-16 07:00 | 0.225 | 0.273 | 0.232 | 0.01 | 0.197 | 0.003 | 0.205 | 0.446 | 0.22 | 0.002 | 0.155 | 0.017 | 0.193 | 0.005 | 0.105 | 0 | 0.119 | 0.056
2024-02-16 08:00 | 0.444 | 0.237 | 0.449 | 0.041 | 0.394 | 0.003 | 0.391 | 0.422 | 0.403 | 0.001 | 0.372 | 0.001 | 0.393 | 0 | 0.238 | 0 | 0.186 | 0.059
2024-02-16 09:00 | 0.608 | 0.238 | 0.616 | 0.07 | 0.579 | 0.006 | 0.535 | 0.31 | 0.532 | 0.001 | 0.546 | 0 | 0.562 | 0 | 0.446 | 0.001 | 0.233 | 0.062
2024-02-16 10:00 | 0.717 | 0.27 | 0.725 | 0.103 | 0.676 | 0.025 | 0.662 | 0.22 | 0.653 | 0.001 | 0.668 | 0.004 | 0.676 | 0.001 | 0.611 | 0.003 | 0.286 | 0.06
2024-02-16 11:00 | 0.773 | 0.324 | 0.777 | 0.138 | 0.712 | 0.052 | 0.724 | 0.158 | 0.703 | 0.006 | 0.739 | 0.028 | 0.725 | 0.007 | 0.717 | 0.011 | 0.357 | 0.069
2024-02-16 12:00 | 0.783 | 0.389 | 0.777 | 0.187 | 0.71 | 0.089 | 0.704 | 0.113 | 0.674 | 0.018 | 0.763 | 0.079 | 0.71 | 0.025 | 0.779 | 0.051 | 0.435 | 0.09
2024-02-16 13:00 | 0.748 | 0.456 | 0.716 | 0.268 | 0.636 | 0.138 | 0.652 | 0.082 | 0.593 | 0.035 | 0.743 | 0.154 | 0.622 | 0.052 | 0.794 | 0.115 | 0.484 | 0.132
2024-02-16 14:00 | 0.666 | 0.494 | 0.63 | 0.365 | 0.495 | 0.186 | 0.566 | 0.063 | 0.456 | 0.047 | 0.679 | 0.243 | 0.53 | 0.091 | 0.653 | 0.175 | 0.443 | 0.174
2024-02-16 15:00 | 0.536 | 0.479 | 0.512 | 0.446 | 0.344 | 0.226 | 0.379 | 0.058 | 0.311 | 0.061 | 0.567 | 0.324 | 0.387 | 0.144 | 0.49 | 0.25 | 0.396 | 0.186
2024-02-16 16:00 | 0.36 | 0.415 | 0.349 | 0.488 | 0.24 | 0.25 | 0.225 | 0.056 | 0.19 | 0.089 | 0.408 | 0.378 | 0.258 | 0.201 | 0.39 | 0.32 | 0.234 | 0.153
2024-02-16 17:00 | 0.158 | 0.376 | 0.154 | 0.468 | 0.109 | 0.22 | 0.082 | 0.048 | 0.077 | 0.104 | 0.213 | 0.403 | 0.115 | 0.22 | 0.227 | 0.361 | 0.078 | 0.088
2024-02-16 18:00 | 0.01 | 0.325 | 0.008 | 0.433 | 0.004 | 0.209 | 0 | 0.045 | 0.001 | 0.122 | 0.035 | 0.38 | 0.005 | 0.22 | 0.066 | 0.364 | 0 | 0.035
2024-02-16 19:00 | 0 | 0.203 | 0 | 0.473 | 0 | 0.3 | 0 | 0.031 | 0 | 0.203 | 0 | 0.41 | 0 | 0.302 | 0 | 0.332 | 0 | 0.018
2024-02-16 20:00 | 0 | 0.122 | 0 | 0.516 | 0 | 0.432 | 0 | 0.009 | 0 | 0.381 | 0 | 0.481 | 0 | 0.413 | 0 | 0.317 | 0 | 0.027
2024-02-16 21:00 | 0 | 0.089 | 0 | 0.603 | 0 | 0.58 | 0 | 0 | 0 | 0.523 | 0 | 0.601 | 0 | 0.533 | 0 | 0.296 | 0 | 0.059
2024-02-16 22:00 | 0 | 0.083 | 0 | 0.652 | 0 | 0.618 | 0 | 0 | 0 | 0.527 | 0 | 0.693 | 0 | 0.608 | 0 | 0.244 | 0 | 0.109
2024-02-16 23:00 | 0 | 0.093 | 0 | 0.608 | 0 | 0.506 | 0 | 0.002 | 0 | 0.484 | 0 | 0.726 | 0 | 0.58 | 0 | 0.213 | 0 | 0.171
2024-02-17 | 0 | 0.112 | 0 | 0.532 | 0 | 0.431 | 0 | 0.028 | 0 | 0.463 | 0 | 0.697 | 0 | 0.508 | 0 | 0.2 | 0 | 0.22
2024-02-17 01:00 | 0 | 0.145 | 0 | 0.456 | 0 | 0.42 | 0 | 0.112 | 0 | 0.454 | 0 | 0.655 | 0 | 0.439 | 0 | 0.195 | 0 | 0.227
2024-02-17 02:00 | 0 | 0.191 | 0 | 0.395 | 0 | 0.403 | 0 | 0.191 | 0 | 0.475 | 0 | 0.623 | 0 | 0.397 | 0 | 0.191 | 0 | 0.27
2024-02-17 03:00 | 0 | 0.218 | 0 | 0.355 | 0 | 0.386 | 0 | 0.196 | 0 | 0.498 | 0 | 0.528 | 0 | 0.364 | 0 | 0.179 | 0 | 0.347
2024-02-17 04:00 | 0 | 0.223 | 0 | 0.328 | 0 | 0.376 | 0 | 0.175 | 0 | 0.516 | 0 | 0.433 | 0 | 0.334 | 0 | 0.158 | 0 | 0.449
2024-02-17 05:00 | 0 | 0.234 | 0 | 0.31 | 0 | 0.403 | 0 | 0.155 | 0 | 0.517 | 0 | 0.328 | 0.001 | 0.331 | 0 | 0.151 | 0.002 | 0.543
2024-02-17 06:00 | 0.045 | 0.211 | 0.024 | 0.189 | 0.043 | 0.488 | 0.054 | 0.155 | 0.053 | 0.602 | 0.011 | 0.193 | 0.03 | 0.303 | 0.012 | 0.155 | 0.082 | 0.627
2024-02-17 07:00 | 0.225 | 0.233 | 0.248 | 0.063 | 0.266 | 0.571 | 0.262 | 0.255 | 0.279 | 0.77 | 0.157 | 0.067 | 0.246 | 0.408 | 0.093 | 0.132 | 0.256 | 0.753
2024-02-17 08:00 | 0.452 | 0.211 | 0.466 | 0.072 | 0.485 | 0.542 | 0.467 | 0.253 | 0.499 | 0.796 | 0.378 | 0.037 | 0.46 | 0.394 | 0.235 | 0.228 | 0.424 | 0.841
2024-02-17 09:00 | 0.611 | 0.211 | 0.633 | 0.115 | 0.647 | 0.454 | 0.62 | 0.194 | 0.656 | 0.741 | 0.551 | 0.019 | 0.622 | 0.328 | 0.469 | 0.296 | 0.587 | 0.888
2024-02-17 10:00 | 0.727 | 0.219 | 0.743 | 0.161 | 0.751 | 0.4 | 0.718 | 0.154 | 0.755 | 0.651 | 0.672 | 0.044 | 0.728 | 0.295 | 0.68 | 0.294 | 0.668 | 0.913
2024-02-17 11:00 | 0.788 | 0.227 | 0.799 | 0.213 | 0.802 | 0.379 | 0.767 | 0.145 | 0.802 | 0.578 | 0.744 | 0.089 | 0.784 | 0.305 | 0.769 | 0.255 | 0.697 | 0.917
2024-02-17 12:00 | 0.798 | 0.234 | 0.808 | 0.263 | 0.805 | 0.362 | 0.769 | 0.155 | 0.801 | 0.535 | 0.77 | 0.13 | 0.79 | 0.319 | 0.806 | 0.243 | 0.715 | 0.911
2024-02-17 13:00 | 0.762 | 0.264 | 0.771 | 0.311 | 0.762 | 0.335 | 0.724 | 0.161 | 0.754 | 0.516 | 0.751 | 0.147 | 0.75 | 0.323 | 0.795 | 0.294 | 0.718 | 0.908
2024-02-17 14:00 | 0.679 | 0.294 | 0.686 | 0.354 | 0.67 | 0.301 | 0.627 | 0.148 | 0.658 | 0.509 | 0.688 | 0.154 | 0.663 | 0.31 | 0.737 | 0.396 | 0.612 | 0.906
2024-02-17 15:00 | 0.539 | 0.312 | 0.552 | 0.369 | 0.529 | 0.261 | 0.482 | 0.134 | 0.512 | 0.498 | 0.578 | 0.155 | 0.526 | 0.279 | 0.629 | 0.519 | 0.464 | 0.899
2024-02-17 16:00 | 0.36 | 0.302 | 0.371 | 0.381 | 0.339 | 0.231 | 0.285 | 0.126 | 0.32 | 0.488 | 0.419 | 0.152 | 0.341 | 0.244 | 0.472 | 0.621 | 0.281 | 0.877
2024-02-17 17:00 | 0.159 | 0.241 | 0.158 | 0.38 | 0.126 | 0.182 | 0.095 | 0.126 | 0.108 | 0.43 | 0.219 | 0.164 | 0.132 | 0.176 | 0.273 | 0.708 | 0.088 | 0.821
2024-02-17 18:00 | 0.01 | 0.183 | 0.006 | 0.409 | 0.002 | 0.186 | 0 | 0.193 | 0.001 | 0.495 | 0.035 | 0.228 | 0.004 | 0.151 | 0.076 | 0.743 | 0 | 0.752
2024-02-17 19:00 | 0 | 0.131 | 0 | 0.536 | 0 | 0.261 | 0 | 0.292 | 0 | 0.628 | 0 | 0.346 | 0 | 0.156 | 0 | 0.705 | 0 | 0.737
2024-02-17 20:00 | 0 | 0.069 | 0 | 0.661 | 0 | 0.359 | 0 | 0.316 | 0 | 0.657 | 0 | 0.395 | 0 | 0.195 | 0 | 0.645 | 0 | 0.748
2024-02-17 21:00 | 0 | 0.041 | 0 | 0.739 | 0 | 0.431 | 0 | 0.31 | 0 | 0.635 | 0 | 0.388 | 0 | 0.289 | 0 | 0.556 | 0 | 0.73
2024-02-17 22:00 | 0 | 0.035 | 0 | 0.746 | 0 | 0.472 | 0 | 0.231 | 0 | 0.583 | 0 | 0.358 | 0 | 0.371 | 0 | 0.473 | 0 | 0.698
2024-02-17 23:00 | 0 | 0.039 | 0 | 0.687 | 0 | 0.501 | 0 | 0.176 | 0 | 0.516 | 0 | 0.355 | 0 | 0.37 | 0 | 0.425 | 0 | 0.679
2024-02-18 | 0 | 0.053 | 0 | 0.594 | 0 | 0.513 | 0 | 0.128 | 0 | 0.463 | 0 | 0.374 | 0 | 0.373 | 0 | 0.409 | 0 | 0.685
2024-02-18 01:00 | 0 | 0.061 | 0 | 0.507 | 0 | 0.498 | 0 | 0.097 | 0 | 0.432 | 0 | 0.379 | 0 | 0.417 | 0 | 0.394 | 0 | 0.697
2024-02-18 02:00 | 0 | 0.054 | 0 | 0.428 | 0 | 0.445 | 0 | 0.094 | 0 | 0.4 | 0 | 0.376 | 0 | 0.434 | 0 | 0.374 | 0 | 0.705
2024-02-18 03:00 | 0 | 0.056 | 0 | 0.373 | 0 | 0.385 | 0 | 0.099 | 0 | 0.374 | 0 | 0.352 | 0 | 0.399 | 0 | 0.344 | 0 | 0.69
2024-02-18 04:00 | 0 | 0.069 | 0 | 0.344 | 0 | 0.347 | 0 | 0.101 | 0 | 0.367 | 0 | 0.284 | 0 | 0.344 | 0 | 0.32 | 0 | 0.659
2024-02-18 05:00 | 0 | 0.082 | 0 | 0.32 | 0 | 0.302 | 0 | 0.093 | 0 | 0.367 | 0 | 0.201 | 0 | 0.273 | 0 | 0.285 | 0.003 | 0.61
2024-02-18 06:00 | 0.044 | 0.076 | 0.031 | 0.206 | 0.042 | 0.254 | 0.047 | 0.09 | 0.051 | 0.432 | 0.011 | 0.15 | 0.028 | 0.143 | 0.009 | 0.244 | 0.084 | 0.552
2024-02-18 07:00 | 0.214 | 0.121 | 0.249 | 0.131 | 0.271 | 0.199 | 0.281 | 0.175 | 0.293 | 0.519 | 0.158 | 0.059 | 0.251 | 0.084 | 0.132 | 0.148 | 0.285 | 0.63
2024-02-18 08:00 | 0.453 | 0.15 | 0.468 | 0.025 | 0.49 | 0.086 | 0.491 | 0.189 | 0.511 | 0.516 | 0.378 | 0.07 | 0.466 | 0.006 | 0.358 | 0.053 | 0.48 | 0.642
2024-02-18 09:00 | 0.629 | 0.185 | 0.632 | 0 | 0.649 | 0.042 | 0.645 | 0.149 | 0.67 | 0.367 | 0.55 | 0.046 | 0.628 | 0.001 | 0.548 | 0.007 | 0.635 | 0.582
2024-02-18 10:00 | 0.735 | 0.256 | 0.739 | 0.006 | 0.752 | 0.045 | 0.742 | 0.132 | 0.769 | 0.233 | 0.67 | 0.013 | 0.732 | 0.005 | 0.684 | 0 | 0.739 | 0.527
2024-02-18 11:00 | 0.786 | 0.313 | 0.796 | 0.02 | 0.803 | 0.046 | 0.788 | 0.127 | 0.816 | 0.171 | 0.74 | 0.003 | 0.786 | 0.012 | 0.768 | 0 | 0.785 | 0.481
2024-02-18 12:00 | 0.796 | 0.362 | 0.805 | 0.026 | 0.805 | 0.045 | 0.787 | 0.122 | 0.814 | 0.133 | 0.764 | 0.001 | 0.791 | 0.017 | 0.8 | 0.004 | 0.786 | 0.45
2024-02-18 13:00 | 0.761 | 0.432 | 0.768 | 0.031 | 0.761 | 0.042 | 0.739 | 0.116 | 0.764 | 0.108 | 0.743 | 0.001 | 0.749 | 0.02 | 0.784 | 0.065 | 0.737 | 0.43
2024-02-18 14:00 | 0.676 | 0.516 | 0.683 | 0.033 | 0.669 | 0.039 | 0.644 | 0.11 | 0.667 | 0.091 | 0.679 | 0.002 | 0.66 | 0.022 | 0.724 | 0.127 | 0.637 | 0.371
2024-02-18 15:00 | 0.542 | 0.61 | 0.549 | 0.035 | 0.526 | 0.038 | 0.499 | 0.108 | 0.519 | 0.084 | 0.568 | 0.008 | 0.522 | 0.024 | 0.62 | 0.213 | 0.484 | 0.279
2024-02-18 16:00 | 0.359 | 0.715 | 0.367 | 0.038 | 0.336 | 0.041 | 0.308 | 0.114 | 0.323 | 0.089 | 0.41 | 0.023 | 0.337 | 0.028 | 0.466 | 0.343 | 0.291 | 0.195
2024-02-18 17:00 | 0.152 | 0.79 | 0.156 | 0.047 | 0.124 | 0.051 | 0.099 | 0.132 | 0.109 | 0.113 | 0.214 | 0.055 | 0.129 | 0.035 | 0.269 | 0.548 | 0.091 | 0.132
2024-02-18 18:00 | 0.009 | 0.797 | 0.006 | 0.068 | 0.002 | 0.077 | 0 | 0.245 | 0.001 | 0.201 | 0.034 | 0.15 | 0.004 | 0.038 | 0.072 | 0.715 | 0 | 0.086
2024-02-18 19:00 | 0 | 0.697 | 0 | 0.09 | 0 | 0.123 | 0 | 0.403 | 0 | 0.362 | 0 | 0.344 | 0 | 0.048 | 0 | 0.777 | 0 | 0.046
2024-02-18 20:00 | 0 | 0.652 | 0 | 0.095 | 0 | 0.184 | 0 | 0.479 | 0 | 0.522 | 0 | 0.442 | 0 | 0.076 | 0 | 0.759 | 0 | 0.018
2024-02-18 21:00 | 0 | 0.642 | 0 | 0.082 | 0 | 0.263 | 0 | 0.46 | 0 | 0.59 | 0 | 0.433 | 0 | 0.124 | 0 | 0.71 | 0 | 0.004
2024-02-18 22:00 | 0 | 0.621 | 0 | 0.07 | 0 | 0.341 | 0 | 0.417 | 0 | 0.533 | 0 | 0.37 | 0 | 0.187 | 0 | 0.646 | 0 | 0
2024-02-18 23:00 | 0 | 0.604 | 0 | 0.09 | 0 | 0.381 | 0 | 0.328 | 0 | 0.437 | 0 | 0.305 | 0 | 0.246 | 0 | 0.552 | 0 | 0
2024-02-19 | 0 | 0.569 | 0 | 0.158 | 0 | 0.387 | 0 | 0.245 | 0 | 0.345 | 0 | 0.251 | 0 | 0.285 | 0 | 0.502 | 0 | 0
2024-02-19 01:00 | 0 | 0.535 | 0 | 0.286 | 0 | 0.375 | 0 | 0.221 | 0 | 0.261 | 0 | 0.196 | 0 | 0.327 | 0 | 0.491 | 0 | 0
2024-02-19 02:00 | 0 | 0.444 | 0 | 0.427 | 0 | 0.334 | 0 | 0.184 | 0 | 0.179 | 0 | 0.135 | 0 | 0.358 | 0 | 0.503 | 0 | 0.001
2024-02-19 03:00 | 0 | 0.394 | 0 | 0.491 | 0 | 0.274 | 0 | 0.155 | 0 | 0.127 | 0 | 0.074 | 0 | 0.355 | 0 | 0.523 | 0 | 0.004
2024-02-19 04:00 | 0 | 0.355 | 0 | 0.482 | 0 | 0.188 | 0 | 0.137 | 0 | 0.104 | 0 | 0.03 | 0 | 0.288 | 0 | 0.525 | 0 | 0.011
2024-02-19 05:00 | 0 | 0.298 | 0 | 0.458 | 0 | 0.118 | 0 | 0.099 | 0 | 0.101 | 0 | 0.007 | 0 | 0.187 | 0 | 0.481 | 0.002 | 0.018
2024-02-19 06:00 | 0.035 | 0.231 | 0.025 | 0.337 | 0.047 | 0.072 | 0.054 | 0.064 | 0.057 | 0.062 | 0.009 | 0.001 | 0.036 | 0.078 | 0.01 | 0.386 | 0.083 | 0.007
2024-02-19 07:00 | 0.252 | 0.382 | 0.248 | 0.295 | 0.208 | 0.073 | 0.272 | 0.066 | 0.259 | 0.017 | 0.161 | 0 | 0.226 | 0.061 | 0.135 | 0.287 | 0.284 | 0.002
2024-02-19 08:00 | 0.454 | 0.494 | 0.466 | 0.243 | 0.471 | 0.022 | 0.484 | 0.089 | 0.496 | 0.006 | 0.386 | 0 | 0.452 | 0.026 | 0.355 | 0.167 | 0.489 | 0.007
2024-02-19 09:00 | 0.607 | 0.505 | 0.625 | 0.078 | 0.641 | 0 | 0.643 | 0.121 | 0.654 | 0.021 | 0.558 | 0.023 | 0.62 | 0.003 | 0.542 | 0.042 | 0.654 | 0.029
2024-02-19 10:00 | 0.706 | 0.519 | 0.731 | 0.011 | 0.744 | 0 | 0.742 | 0.146 | 0.753 | 0.036 | 0.679 | 0.155 | 0.732 | 0 | 0.661 | 0.005 | 0.756 | 0.073
2024-02-19 11:00 | 0.764 | 0.532 | 0.788 | 0.001 | 0.797 | 0 | 0.789 | 0.155 | 0.801 | 0.036 | 0.75 | 0.289 | 0.787 | 0 | 0.618 | 0 | 0.801 | 0.133
2024-02-19 12:00 | 0.777 | 0.544 | 0.796 | 0.001 | 0.799 | 0 | 0.788 | 0.144 | 0.799 | 0.025 | 0.774 | 0.379 | 0.791 | 0 | 0.522 | 0.028 | 0.796 | 0.218
2024-02-19 13:00 | 0.744 | 0.578 | 0.759 | 0.002 | 0.754 | 0 | 0.741 | 0.125 | 0.751 | 0.013 | 0.752 | 0.44 | 0.749 | 0 | 0.599 | 0.077 | 0.742 | 0.323
2024-02-19 14:00 | 0.66 | 0.643 | 0.675 | 0.003 | 0.661 | 0 | 0.646 | 0.109 | 0.656 | 0.006 | 0.687 | 0.483 | 0.657 | 0 | 0.569 | 0.136 | 0.644 | 0.426
2024-02-19 15:00 | 0.527 | 0.746 | 0.542 | 0.005 | 0.519 | 0 | 0.501 | 0.104 | 0.509 | 0.002 | 0.575 | 0.513 | 0.519 | 0 | 0.367 | 0.201 | 0.49 | 0.516
2024-02-19 16:00 | 0.349 | 0.851 | 0.361 | 0.007 | 0.329 | 0 | 0.31 | 0.112 | 0.316 | 0.001 | 0.415 | 0.496 | 0.334 | 0 | 0.188 | 0.22 | 0.293 | 0.583
2024-02-19 17:00 | 0.15 | 0.918 | 0.152 | 0.009 | 0.12 | 0 | 0.1 | 0.151 | 0.106 | 0 | 0.216 | 0.407 | 0.128 | 0 | 0.081 | 0.236 | 0.09 | 0.618
2024-02-19 18:00 | 0.009 | 0.922 | 0.006 | 0.083 | 0.002 | 0 | 0 | 0.306 | 0.001 | 0.002 | 0.033 | 0.256 | 0.003 | 0 | 0.036 | 0.278 | 0 | 0.619
2024-02-19 19:00 | 0 | 0.91 | 0 | 0.328 | 0 | 0.001 | 0 | 0.413 | 0 | 0.037 | 0 | 0.196 | 0 | 0.002 | 0 | 0.259 | 0 | 0.603
2024-02-19 20:00 | 0 | 0.917 | 0 | 0.5 | 0 | 0.005 | 0 | 0.382 | 0 | 0.127 | 0 | 0.221 | 0 | 0.007 | 0 | 0.201 | 0 | 0.59
2024-02-19 21:00 | 0 | 0.899 | 0 | 0.552 | 0 | 0.008 | 0 | 0.329 | 0 | 0.214 | 0 | 0.251 | 0 | 0.009 | 0 | 0.166 | 0 | 0.58
2024-02-19 22:00 | 0 | 0.873 | 0 | 0.587 | 0 | 0.008 | 0 | 0.288 | 0 | 0.276 | 0 | 0.225 | 0 | 0.007 | 0 | 0.124 | 0 | 0.57
2024-02-19 23:00 | 0 | 0.78 | 0 | 0.594 | 0 | 0.01 | 0 | 0.237 | 0 | 0.276 | 0 | 0.13 | 0 | 0.005 | 0 | 0.097 | 0 | 0.563
2024-02-20 | 0 | 0.63 | 0 | 0.58 | 0 | 0.02 | 0 | 0.2 | 0 | 0.231 | 0 | 0.062 | 0 | 0.003 | 0 | 0.093 | 0 | 0.583
2024-02-20 01:00 | 0 | 0.491 | 0 | 0.552 | 0 | 0.057 | 0 | 0.164 | 0 | 0.188 | 0 | 0.05 | 0 | 0.008 | 0 | 0.093 | 0 | 0.629
2024-02-20 02:00 | 0 | 0.312 | 0 | 0.519 | 0 | 0.122 | 0 | 0.126 | 0 | 0.167 | 0 | 0.075 | 0 | 0.029 | 0 | 0.099 | 0 | 0.663
2024-02-20 03:00 | 0 | 0.148 | 0 | 0.499 | 0 | 0.206 | 0 | 0.084 | 0 | 0.161 | 0 | 0.134 | 0 | 0.061 | 0 | 0.098 | 0 | 0.677
2024-02-20 04:00 | 0 | 0.124 | 0 | 0.47 | 0 | 0.273 | 0 | 0.054 | 0 | 0.161 | 0 | 0.182 | 0 | 0.077 | 0 | 0.098 | 0 | 0.674
2024-02-20 05:00 | 0 | 0.318 | 0 | 0.458 | 0 | 0.313 | 0 | 0.047 | 0 | 0.169 | 0 | 0.162 | 0 | 0.089 | 0 | 0.084 | 0.002 | 0.645
2024-02-20 06:00 | 0.041 | 0.564 | 0.025 | 0.337 | 0.034 | 0.22 | 0.056 | 0.038 | 0.049 | 0.117 | 0.012 | 0.096 | 0.028 | 0.068 | 0.009 | 0.049 | 0.084 | 0.571
2024-02-20 07:00 | 0.228 | 0.896 | 0.246 | 0.127 | 0.267 | 0.206 | 0.249 | 0.035 | 0.286 | 0.117 | 0.163 | 0.031 | 0.248 | 0.158 | 0.121 | 0.041 | 0.299 | 0.498
2024-02-20 08:00 | 0.427 | 0.933 | 0.461 | 0.225 | 0.481 | 0.245 | 0.486 | 0.026 | 0.498 | 0.139 | 0.384 | 0.011 | 0.461 | 0.213 | 0.349 | 0.031 | 0.493 | 0.466
2024-02-20 09:00 | 0.579 | 0.945 | 0.619 | 0.349 | 0.639 | 0.186 | 0.637 | 0.006 | 0.651 | 0.148 | 0.559 | 0 | 0.621 | 0.175 | 0.547 | 0.041 | 0.637 | 0.463
2024-02-20 10:00 | 0.672 | 0.949 | 0.722 | 0.414 | 0.739 | 0.121 | 0.73 | 0 | 0.746 | 0.124 | 0.674 | 0.012 | 0.725 | 0.11 | 0.683 | 0.07 | 0.727 | 0.434
2024-02-20 11:00 | 0.687 | 0.938 | 0.776 | 0.51 | 0.787 | 0.088 | 0.773 | 0.001 | 0.79 | 0.112 | 0.741 | 0.078 | 0.776 | 0.053 | 0.771 | 0.105 | 0.769 | 0.413
2024-02-20 12:00 | 0.63 | 0.934 | 0.785 | 0.563 | 0.788 | 0.087 | 0.769 | 0.005 | 0.786 | 0.121 | 0.763 | 0.153 | 0.78 | 0.027 | 0.807 | 0.146 | 0.765 | 0.437
2024-02-20 13:00 | 0.59 | 0.938 | 0.75 | 0.566 | 0.744 | 0.096 | 0.721 | 0.018 | 0.737 | 0.136 | 0.735 | 0.218 | 0.738 | 0.021 | 0.798 | 0.177 | 0.714 | 0.482
2024-02-20 14:00 | 0.599 | 0.947 | 0.669 | 0.54 | 0.655 | 0.102 | 0.627 | 0.044 | 0.643 | 0.146 | 0.619 | 0.266 | 0.651 | 0.018 | 0.736 | 0.214 | 0.614 | 0.501
2024-02-20 15:00 | 0.491 | 0.955 | 0.533 | 0.507 | 0.514 | 0.103 | 0.485 | 0.075 | 0.498 | 0.151 | 0.393 | 0.313 | 0.515 | 0.017 | 0.626 | 0.271 | 0.466 | 0.516
2024-02-20 16:00 | 0.307 | 0.953 | 0.333 | 0.476 | 0.328 | 0.104 | 0.298 | 0.101 | 0.308 | 0.147 | 0.203 | 0.355 | 0.333 | 0.015 | 0.466 | 0.313 | 0.273 | 0.484
2024-02-20 17:00 | 0.136 | 0.941 | 0.123 | 0.391 | 0.119 | 0.093 | 0.096 | 0.098 | 0.103 | 0.122 | 0.09 | 0.355 | 0.127 | 0.009 | 0.266 | 0.373 | 0.083 | 0.424
2024-02-20 18:00 | 0.009 | 0.865 | 0.007 | 0.41 | 0.002 | 0.081 | 0 | 0.078 | 0.001 | 0.137 | 0.024 | 0.334 | 0.003 | 0.004 | 0.071 | 0.441 | 0 | 0.243
2024-02-20 19:00 | 0 | 0.682 | 0 | 0.538 | 0 | 0.076 | 0 | 0.037 | 0 | 0.176 | 0 | 0.388 | 0 | 0.007 | 0 | 0.481 | 0 | 0.135
2024-02-20 20:00 | 0 | 0.539 | 0 | 0.61 | 0 | 0.07 | 0 | 0.017 | 0 | 0.211 | 0 | 0.407 | 0 | 0.008 | 0 | 0.527 | 0 | 0.233
2024-02-20 21:00 | 0 | 0.447 | 0 | 0.59 | 0 | 0.059 | 0 | 0.034 | 0 | 0.231 | 0 | 0.413 | 0 | 0.008 | 0 | 0.533 | 0 | 0.444
2024-02-20 22:00 | 0 | 0.362 | 0 | 0.485 | 0 | 0.043 | 0 | 0.075 | 0 | 0.236 | 0 | 0.39 | 0 | 0.01 | 0 | 0.479 | 0 | 0.505
2024-02-20 23:00 | 0 | 0.286 | 0 | 0.381 | 0 | 0.044 | 0 | 0.101 | 0 | 0.267 | 0 | 0.374 | 0 | 0.02 | 0 | 0.488 | 0 | 0.525
2024-02-21 | 0 | 0.22 | 0 | 0.344 | 0 | 0.058 | 0 | 0.112 | 0 | 0.305 | 0 | 0.396 | 0 | 0.044 | 0 | 0.476 | 0 | 0.59
2024-02-21 01:00 | 0 | 0.207 | 0 | 0.296 | 0 | 0.076 | 0 | 0.115 | 0 | 0.334 | 0 | 0.424 | 0 | 0.07 | 0 | 0.433 | 0 | 0.63
2024-02-21 02:00 | 0 | 0.18 | 0 | 0.231 | 0 | 0.095 | 0 | 0.113 | 0 | 0.368 | 0 | 0.434 | 0 | 0.096 | 0 | 0.407 | 0 | 0.639
2024-02-21 03:00 | 0 | 0.167 | 0 | 0.194 | 0 | 0.119 | 0 | 0.11 | 0 | 0.444 | 0 | 0.382 | 0 | 0.134 | 0 | 0.384 | 0 | 0.594
2024-02-21 04:00 | 0 | 0.148 | 0 | 0.169 | 0 | 0.152 | 0 | 0.102 | 0 | 0.559 | 0 | 0.252 | 0 | 0.206 | 0 | 0.364 | 0 | 0.544
2024-02-21 05:00 | 0 | 0.099 | 0 | 0.144 | 0 | 0.167 | 0 | 0.099 | 0 | 0.633 | 0 | 0.168 | 0 | 0.283 | 0 | 0.403 | 0.001 | 0.525
2024-02-21 06:00 | 0.043 | 0.037 | 0.035 | 0.114 | 0.037 | 0.118 | 0.049 | 0.087 | 0.055 | 0.525 | 0.014 | 0.115 | 0.029 | 0.261 | 0.01 | 0.436 | 0.074 | 0.459
2024-02-21 07:00 | 0.194 | 0.01 | 0.18 | 0.037 | 0.255 | 0.026 | 0.271 | 0.057 | 0.266 | 0.311 | 0.134 | 0.029 | 0.241 | 0.068 | 0.131 | 0.473 | 0.238 | 0.519
2024-02-21 08:00 | 0.385 | 0.001 | 0.391 | 0 | 0.454 | 0.006 | 0.467 | 0.121 | 0.459 | 0.21 | 0.316 | 0.01 | 0.446 | 0.043 | 0.321 | 0.505 | 0.437 | 0.556
2024-02-21 09:00 | 0.527 | 0.001 | 0.601 | 0.058 | 0.607 | 0.005 | 0.613 | 0.131 | 0.613 | 0.057 | 0.417 | 0 | 0.597 | 0.055 | 0.459 | 0.492 | 0.605 | 0.498
2024-02-21 10:00 | 0.605 | 0.006 | 0.718 | 0.168 | 0.708 | 0.004 | 0.707 | 0.133 | 0.712 | 0.004 | 0.493 | 0.014 | 0.689 | 0.036 | 0.536 | 0.472 | 0.68 | 0.43
2024-02-21 11:00 | 0.598 | 0.03 | 0.777 | 0.246 | 0.761 | 0.001 | 0.757 | 0.134 | 0.761 | 0 | 0.564 | 0.071 | 0.75 | 0.013 | 0.492 | 0.49 | 0.688 | 0.422
2024-02-21 12:00 | 0.514 | 0.07 | 0.776 | 0.297 | 0.764 | 0.001 | 0.757 | 0.15 | 0.763 | 0 | 0.665 | 0.119 | 0.765 | 0.004 | 0.683 | 0.523 | 0.682 | 0.447
2024-02-21 13:00 | 0.527 | 0.113 | 0.732 | 0.314 | 0.716 | 0.004 | 0.711 | 0.179 | 0.648 | 0 | 0.713 | 0.158 | 0.727 | 0.003 | 0.659 | 0.576 | 0.656 | 0.488
2024-02-21 14:00 | 0.571 | 0.149 | 0.665 | 0.291 | 0.628 | 0.008 | 0.619 | 0.222 | 0.554 | 0 | 0.658 | 0.194 | 0.642 | 0.003 | 0.338 | 0.642 | 0.567 | 0.544
2024-02-21 15:00 | 0.498 | 0.213 | 0.54 | 0.245 | 0.495 | 0.009 | 0.477 | 0.276 | 0.371 | 0 | 0.541 | 0.21 | 0.508 | 0.003 | 0.218 | 0.745 | 0.402 | 0.583
2024-02-21 16:00 | 0.331 | 0.289 | 0.36 | 0.192 | 0.309 | 0.005 | 0.284 | 0.367 | 0.181 | 0.018 | 0.343 | 0.203 | 0.328 | 0.002 | 0.157 | 0.824 | 0.223 | 0.579
2024-02-21 17:00 | 0.122 | 0.388 | 0.152 | 0.169 | 0.113 | 0.002 | 0.092 | 0.471 | 0.062 | 0.107 | 0.144 | 0.202 | 0.125 | 0.001 | 0.106 | 0.844 | 0.063 | 0.553
2024-02-21 18:00 | 0.009 | 0.464 | 0.005 | 0.192 | 0.002 | 0.007 | 0 | 0.499 | 0 | 0.312 | 0.024 | 0.231 | 0.003 | 0 | 0.025 | 0.802 | 0 | 0.507
2024-02-21 19:00 | 0 | 0.456 | 0 | 0.299 | 0 | 0.022 | 0 | 0.495 | 0 | 0.47 | 0 | 0.278 | 0 | 0.007 | 0 | 0.748 | 0 | 0.503
2024-02-21 20:00 | 0 | 0.438 | 0 | 0.415 | 0 | 0.023 | 0 | 0.457 | 0 | 0.516 | 0 | 0.257 | 0 | 0.061 | 0 | 0.688 | 0 | 0.504
2024-02-21 21:00 | 0 | 0.432 | 0 | 0.485 | 0 | 0.061 | 0 | 0.456 | 0 | 0.476 | 0 | 0.179 | 0 | 0.175 | 0 | 0.618 | 0 | 0.497
2024-02-21 22:00 | 0 | 0.43 | 0 | 0.5 | 0 | 0.153 | 0 | 0.461 | 0 | 0.384 | 0 | 0.095 | 0 | 0.309 | 0 | 0.578 | 0 | 0.504
2024-02-21 23:00 | 0 | 0.457 | 0 | 0.444 | 0 | 0.294 | 0 | 0.42 | 0 | 0.326 | 0 | 0.057 | 0 | 0.425 | 0 | 0.55 | 0 | 0.477
2024-02-22 | 0 | 0.461 | 0 | 0.343 | 0 | 0.381 | 0 | 0.345 | 0 | 0.291 | 0 | 0.037 | 0 | 0.444 | 0 | 0.54 | 0 | 0.422
2024-02-22 01:00 | 0 | 0.486 | 0 | 0.277 | 0 | 0.378 | 0 | 0.398 | 0 | 0.257 | 0 | 0.021 | 0 | 0.361 | 0 | 0.523 | 0 | 0.405
2024-02-22 02:00 | 0 | 0.501 | 0 | 0.277 | 0 | 0.379 | 0 | 0.37 | 0 | 0.231 | 0 | 0.01 | 0 | 0.38 | 0 | 0.498 | 0 | 0.416
2024-02-22 03:00 | 0 | 0.519 | 0 | 0.31 | 0 | 0.346 | 0 | 0.325 | 0 | 0.201 | 0 | 0.002 | 0 | 0.364 | 0 | 0.488 | 0 | 0.385
2024-02-22 04:00 | 0 | 0.574 | 0 | 0.328 | 0 | 0.294 | 0 | 0.3 | 0 | 0.161 | 0 | 0 | 0 | 0.256 | 0 | 0.459 | 0 | 0.331
2024-02-22 05:00 | 0 | 0.624 | 0 | 0.337 | 0 | 0.249 | 0 | 0.194 | 0 | 0.132 | 0 | 0 | 0 | 0.194 | 0 | 0.413 | 0 | 0.278
2024-02-22 06:00 | 0.034 | 0.63 | 0.031 | 0.296 | 0.047 | 0.17 | 0.055 | 0.172 | 0.059 | 0.074 | 0.012 | 0.008 | 0.035 | 0.142 | 0.006 | 0.36 | 0.065 | 0.183
2024-02-22 07:00 | 0.142 | 0.744 | 0.232 | 0.361 | 0.196 | 0.283 | 0.223 | 0.206 | 0.236 | 0.073 | 0.139 | 0.025 | 0.207 | 0.23 | 0.056 | 0.27 | 0.208 | 0.125
2024-02-22 08:00 | 0.314 | 0.77 | 0.437 | 0.352 | 0.421 | 0.251 | 0.452 | 0.118 | 0.435 | 0.032 | 0.314 | 0.022 | 0.433 | 0.175 | 0.146 | 0.17 | 0.342 | 0.054
2024-02-22 09:00 | 0.487 | 0.774 | 0.573 | 0.245 | 0.611 | 0.183 | 0.618 | 0.05 | 0.608 | 0.012 | 0.524 | 0.087 | 0.598 | 0.112 | 0.313 | 0.058 | 0.48 | 0.02
2024-02-22 10:00 | 0.625 | 0.759 | 0.662 | 0.181 | 0.709 | 0.142 | 0.717 | 0.017 | 0.711 | 0.012 | 0.652 | 0.202 | 0.711 | 0.082 | 0.491 | 0.005 | 0.586 | 0.019
2024-02-22 11:00 | 0.726 | 0.731 | 0.717 | 0.196 | 0.746 | 0.118 | 0.761 | 0.009 | 0.714 | 0.016 | 0.72 | 0.295 | 0.763 | 0.068 | 0.67 | 0 | 0.531 | 0.02
2024-02-22 12:00 | 0.746 | 0.705 | 0.727 | 0.233 | 0.71 | 0.101 | 0.753 | 0.01 | 0.675 | 0.017 | 0.741 | 0.395 | 0.761 | 0.061 | 0.772 | 0.001 | 0.446 | 0.03
2024-02-22 13:00 | 0.701 | 0.702 | 0.711 | 0.257 | 0.666 | 0.084 | 0.696 | 0.011 | 0.605 | 0.018 | 0.716 | 0.526 | 0.714 | 0.054 | 0.776 | 0.017 | 0.339 | 0.044
2024-02-22 14:00 | 0.562 | 0.712 | 0.638 | 0.282 | 0.574 | 0.067 | 0.59 | 0.014 | 0.463 | 0.015 | 0.654 | 0.63 | 0.624 | 0.041 | 0.724 | 0.049 | 0.204 | 0.048
2024-02-22 15:00 | 0.363 | 0.786 | 0.507 | 0.257 | 0.403 | 0.049 | 0.428 | 0.027 | 0.347 | 0.008 | 0.551 | 0.662 | 0.477 | 0.026 | 0.618 | 0.097 | 0.129 | 0.034
2024-02-22 16:00 | 0.184 | 0.863 | 0.297 | 0.183 | 0.231 | 0.036 | 0.249 | 0.061 | 0.215 | 0.002 | 0.395 | 0.678 | 0.293 | 0.012 | 0.462 | 0.144 | 0.075 | 0.018
2024-02-22 17:00 | 0.093 | 0.871 | 0.105 | 0.203 | 0.086 | 0.039 | 0.082 | 0.14 | 0.078 | 0.001 | 0.2 | 0.729 | 0.106 | 0.005 | 0.263 | 0.163 | 0.023 | 0.006
2024-02-22 18:00 | 0.007 | 0.839 | 0.005 | 0.239 | 0.002 | 0.073 | 0 | 0.272 | 0 | 0.005 | 0.03 | 0.788 | 0.003 | 0.006 | 0.069 | 0.176 | 0 | 0.008
2024-02-22 19:00 | 0 | 0.809 | 0 | 0.167 | 0 | 0.122 | 0 | 0.328 | 0 | 0.029 | 0 | 0.833 | 0 | 0.036 | 0 | 0.192 | 0 | 0.058
2024-02-22 20:00 | 0 | 0.776 | 0 | 0.294 | 0 | 0.187 | 0 | 0.297 | 0 | 0.08 | 0 | 0.818 | 0 | 0.11 | 0 | 0.187 | 0 | 0.171
2024-02-22 21:00 | 0 | 0.72 | 0 | 0.494 | 0 | 0.266 | 0 | 0.261 | 0 | 0.162 | 0 | 0.772 | 0 | 0.208 | 0 | 0.179 | 0 | 0.171
2024-02-22 22:00 | 0 | 0.647 | 0 | 0.607 | 0 | 0.306 | 0 | 0.236 | 0 | 0.243 | 0 | 0.676 | 0 | 0.261 | 0 | 0.169 | 0 | 0.079
2024-02-22 23:00 | 0 | 0.464 | 0 | 0.597 | 0 | 0.243 | 0 | 0.198 | 0 | 0.227 | 0 | 0.59 | 0 | 0.202 | 0 | 0.169 | 0 | 0.101
2024-02-23 | 0 | 0.286 | 0 | 0.552 | 0 | 0.202 | 0 | 0.145 | 0 | 0.156 | 0 | 0.501 | 0 | 0.138 | 0 | 0.155 | 0 | 0.233
2024-02-23 01:00 | 0 | 0.164 | 0 | 0.495 | 0 | 0.228 | 0 | 0.097 | 0 | 0.082 | 0 | 0.413 | 0 | 0.11 | 0 | 0.129 | 0 | 0.352
2024-02-23 02:00 | 0 | 0.1 | 0 | 0.369 | 0 | 0.234 | 0 | 0.054 | 0 | 0.053 | 0 | 0.361 | 0 | 0.076 | 0 | 0.102 | 0 | 0.306
2024-02-23 03:00 | 0 | 0.061 | 0 | 0.259 | 0 | 0.181 | 0 | 0.024 | 0 | 0.054 | 0 | 0.343 | 0 | 0.036 | 0 | 0.072 | 0 | 0.368
2024-02-23 04:00 | 0 | 0.034 | 0 | 0.233 | 0 | 0.158 | 0 | 0.006 | 0 | 0.057 | 0 | 0.343 | 0 | 0.028 | 0 | 0.047 | 0 | 0.525
2024-02-23 05:00 | 0 | 0.018 | 0 | 0.238 | 0 | 0.241 | 0 | 0.007 | 0 | 0.091 | 0 | 0.316 | 0 | 0.069 | 0 | 0.029 | 0.001 | 0.583
2024-02-23 06:00 | 0.041 | 0.005 | 0.017 | 0.207 | 0.041 | 0.261 | 0.055 | 0.014 | 0.055 | 0.104 | 0.008 | 0.223 | 0.025 | 0.079 | 0.007 | 0.015 | 0.081 | 0.512
2024-02-23 07:00 | 0.197 | 0.001 | 0.254 | 0.089 | 0.26 | 0.317 | 0.247 | 0.016 | 0.232 | 0.148 | 0.167 | 0.133 | 0.24 | 0.173 | 0.125 | 0.004 | 0.278 | 0.457
2024-02-23 08:00 | 0.426 | 0 | 0.471 | 0.355 | 0.466 | 0.471 | 0.473 | 0.011 | 0.481 | 0.179 | 0.399 | 0.078 | 0.452 | 0.337 | 0.342 | 0 | 0.478 | 0.401
2024-02-23 09:00 | 0.585 | 0.002 | 0.632 | 0.574 | 0.629 | 0.525 | 0.621 | 0.006 | 0.644 | 0.243 | 0.58 | 0.051 | 0.61 | 0.404 | 0.53 | 0 | 0.619 | 0.388
2024-02-23 10:00 | 0.703 | 0.011 | 0.738 | 0.619 | 0.73 | 0.539 | 0.714 | 0.019 | 0.741 | 0.297 | 0.701 | 0.082 | 0.713 | 0.432 | 0.655 | 0 | 0.706 | 0.369
2024-02-23 11:00 | 0.762 | 0.039 | 0.791 | 0.653 | 0.779 | 0.572 | 0.755 | 0.043 | 0.784 | 0.352 | 0.771 | 0.141 | 0.76 | 0.452 | 0.72 | 0 | 0.737 | 0.35
2024-02-23 12:00 | 0.773 | 0.085 | 0.797 | 0.674 | 0.781 | 0.601 | 0.752 | 0.061 | 0.781 | 0.397 | 0.795 | 0.214 | 0.765 | 0.46 | 0.77 | 0.006 | 0.701 | 0.359
2024-02-23 13:00 | 0.738 | 0.147 | 0.759 | 0.679 | 0.736 | 0.618 | 0.708 | 0.077 | 0.735 | 0.431 | 0.774 | 0.295 | 0.725 | 0.454 | 0.761 | 0.035 | 0.62 | 0.343
2024-02-23 14:00 | 0.653 | 0.21 | 0.674 | 0.661 | 0.647 | 0.608 | 0.617 | 0.098 | 0.643 | 0.45 | 0.707 | 0.352 | 0.639 | 0.429 | 0.699 | 0.069 | 0.49 | 0.304
2024-02-23 15:00 | 0.51 | 0.259 | 0.542 | 0.623 | 0.505 | 0.574 | 0.477 | 0.117 | 0.499 | 0.457 | 0.593 | 0.362 | 0.506 | 0.379 | 0.587 | 0.113 | 0.335 | 0.254
2024-02-23 16:00 | 0.323 | 0.284 | 0.361 | 0.564 | 0.322 | 0.491 | 0.293 | 0.119 | 0.309 | 0.418 | 0.428 | 0.332 | 0.324 | 0.289 | 0.429 | 0.16 | 0.172 | 0.216
2024-02-23 17:00 | 0.131 | 0.269 | 0.151 | 0.501 | 0.117 | 0.3 | 0.092 | 0.087 | 0.103 | 0.297 | 0.221 | 0.31 | 0.123 | 0.159 | 0.237 | 0.209 | 0.051 | 0.161
2024-02-23 18:00 | 0.007 | 0.187 | 0.004 | 0.479 | 0.001 | 0.246 | 0 | 0.067 | 0 | 0.259 | 0.03 | 0.313 | 0.002 | 0.128 | 0.061 | 0.253 | 0 | 0.103
2024-02-23 19:00 | 0 | 0.079 | 0 | 0.468 | 0 | 0.243 | 0 | 0.053 | 0 | 0.227 | 0 | 0.367 | 0 | 0.16 | 0 | 0.254 | 0 | 0.074
2024-02-23 20:00 | 0 | 0.022 | 0 | 0.391 | 0 | 0.201 | 0 | 0.031 | 0 | 0.176 | 0 | 0.442 | 0 | 0.177 | 0 | 0.227 | 0 | 0.057
2024-02-23 21:00 | 0 | 0.008 | 0 | 0.296 | 0 | 0.147 | 0 | 0.019 | 0 | 0.124 | 0 | 0.586 | 0 | 0.163 | 0 | 0.195 | 0 | 0.038
2024-02-23 22:00 | 0 | 0.011 | 0 | 0.219 | 0 | 0.087 | 0 | 0.039 | 0 | 0.068 | 0 | 0.744 | 0 | 0.135 | 0 | 0.168 | 0 | 0.022
2024-02-23 23:00 | 0 | 0.019 | 0 | 0.183 | 0 | 0.031 | 0 | 0.086 | 0 | 0.025 | 0 | 0.788 | 0 | 0.105 | 0 | 0.148 | 0 | 0.018
2024-02-24 | 0 | 0.033 | 0 | 0.169 | 0 | 0.003 | 0 | 0.127 | 0 | 0.005 | 0 | 0.719 | 0 | 0.103 | 0 | 0.127 | 0 | 0.02
2024-02-24 01:00 | 0 | 0.049 | 0 | 0.154 | 0 | 0.005 | 0 | 0.155 | 0 | 0.003 | 0 | 0.637 | 0 | 0.177 | 0 | 0.102 | 0 | 0.019
2024-02-24 02:00 | 0 | 0.072 | 0 | 0.136 | 0 | 0.034 | 0 | 0.171 | 0 | 0.01 | 0 | 0.589 | 0 | 0.299 | 0 | 0.089 | 0 | 0.011
2024-02-24 03:00 | 0 | 0.101 | 0 | 0.118 | 0 | 0.089 | 0 | 0.171 | 0 | 0.022 | 0 | 0.525 | 0 | 0.394 | 0 | 0.097 | 0 | 0.005
2024-02-24 04:00 | 0 | 0.125 | 0 | 0.105 | 0 | 0.135 | 0 | 0.155 | 0 | 0.031 | 0 | 0.447 | 0 | 0.43 | 0 | 0.114 | 0 | 0.002
2024-02-24 05:00 | 0 | 0.155 | 0 | 0.116 | 0 | 0.18 | 0 | 0.115 | 0 | 0.041 | 0 | 0.355 | 0 | 0.434 | 0 | 0.105 | 0 | 0.001
2024-02-24 06:00 | 0.038 | 0.143 | 0.021 | 0.112 | 0.036 | 0.176 | 0.054 | 0.045 | 0.051 | 0.038 | 0.008 | 0.243 | 0.023 | 0.359 | 0.007 | 0.075 | 0.075 | 0.001
2024-02-24 07:00 | 0.232 | 0.167 | 0.242 | 0.037 | 0.267 | 0.057 | 0.25 | 0.017 | 0.283 | 0.002 | 0.164 | 0.157 | 0.248 | 0.137 | 0.105 | 0.054 | 0.265 | 0
2024-02-24 08:00 | 0.442 | 0.21 | 0.452 | 0.003 | 0.479 | 0.033 | 0.447 | 0.019 | 0.486 | 0 | 0.393 | 0.089 | 0.457 | 0.128 | 0.326 | 0.023 | 0.456 | 0.001
2024-02-24 09:00 | 0.597 | 0.293 | 0.612 | 0 | 0.637 | 0.018 | 0.61 | 0.018 | 0.642 | 0.001 | 0.567 | 0.079 | 0.614 | 0.07 | 0.541 | 0.003 | 0.604 | 0.007
2024-02-24 10:00 | 0.699 | 0.4 | 0.717 | 0 | 0.739 | 0.004 | 0.704 | 0.021 | 0.741 | 0.005 | 0.684 | 0.079 | 0.716 | 0.009 | 0.689 | 0.001 | 0.693 | 0.021
2024-02-24 11:00 | 0.758 | 0.528 | 0.76 | 0.01 | 0.788 | 0.002 | 0.751 | 0.025 | 0.788 | 0.011 | 0.752 | 0.112 | 0.767 | 0 | 0.776 | 0.013 | 0.734 | 0.031
2024-02-24 12:00 | 0.773 | 0.623 | 0.772 | 0.031 | 0.791 | 0.006 | 0.748 | 0.023 | 0.787 | 0.022 | 0.773 | 0.164 | 0.771 | 0.001 | 0.813 | 0.073 | 0.736 | 0.036
2024-02-24 13:00 | 0.74 | 0.669 | 0.742 | 0.053 | 0.746 | 0.015 | 0.702 | 0.019 | 0.741 | 0.033 | 0.75 | 0.214 | 0.729 | 0.004 | 0.803 | 0.107 | 0.681 | 0.047
2024-02-24 14:00 | 0.662 | 0.703 | 0.657 | 0.077 | 0.654 | 0.027 | 0.596 | 0.011 | 0.647 | 0.04 | 0.684 | 0.268 | 0.642 | 0.011 | 0.743 | 0.112 | 0.562 | 0.061
2024-02-24 15:00 | 0.532 | 0.736 | 0.527 | 0.103 | 0.511 | 0.039 | 0.463 | 0.003 | 0.502 | 0.041 | 0.565 | 0.325 | 0.505 | 0.018 | 0.634 | 0.12 | 0.394 | 0.077
2024-02-24 16:00 | 0.353 | 0.73 | 0.338 | 0.125 | 0.323 | 0.045 | 0.256 | 0 | 0.31 | 0.035 | 0.403 | 0.364 | 0.324 | 0.018 | 0.472 | 0.105 | 0.216 | 0.09
2024-02-24 17:00 | 0.148 | 0.647 | 0.127 | 0.143 | 0.116 | 0.046 | 0.08 | 0.001 | 0.102 | 0.026 | 0.21 | 0.41 | 0.122 | 0.011 | 0.255 | 0.1 | 0.062 | 0.074
2024-02-24 18:00 | 0.006 | 0.457 | 0.005 | 0.175 | 0.001 | 0.041 | 0 | 0.081 | 0 | 0.01 | 0.027 | 0.457 | 0.002 | 0.009 | 0.054 | 0.14 | 0 | 0.043
2024-02-24 19:00 | 0 | 0.237 | 0 | 0.201 | 0 | 0.055 | 0 | 0.237 | 0 | 0.004 | 0 | 0.561 | 0 | 0.04 | 0 | 0.176 | 0 | 0.019
2024-02-24 20:00 | 0 | 0.121 | 0 | 0.188 | 0 | 0.092 | 0 | 0.367 | 0 | 0.018 | 0 | 0.606 | 0 | 0.12 | 0 | 0.154 | 0 | 0.008
2024-02-24 21:00 | 0 | 0.059 | 0 | 0.153 | 0 | 0.134 | 0 | 0.442 | 0 | 0.085 | 0 | 0.619 | 0 | 0.209 | 0 | 0.114 | 0 | 0.002
2024-02-24 22:00 | 0 | 0.041 | 0 | 0.114 | 0 | 0.16 | 0 | 0.437 | 0 | 0.179 | 0 | 0.625 | 0 | 0.274 | 0 | 0.099 | 0 | 0.001
2024-02-24 23:00 | 0 | 0.036 | 0 | 0.091 | 0 | 0.18 | 0 | 0.432 | 0 | 0.242 | 0 | 0.601 | 0 | 0.304 | 0 | 0.094 | 0 | 0.001
2024-02-25 | 0 | 0.053 | 0 | 0.075 | 0 | 0.2 | 0 | 0.437 | 0 | 0.279 | 0 | 0.538 | 0 | 0.325 | 0 | 0.088 | 0 | 0.001
2024-02-25 01:00 | 0 | 0.084 | 0 | 0.068 | 0 | 0.215 | 0 | 0.453 | 0 | 0.29 | 0 | 0.449 | 0 | 0.376 | 0 | 0.08 | 0 | 0
2024-02-25 02:00 | 0 | 0.101 | 0 | 0.065 | 0 | 0.218 | 0 | 0.431 | 0 | 0.229 | 0 | 0.379 | 0 | 0.448 | 0 | 0.077 | 0 | 0
2024-02-25 03:00 | 0 | 0.093 | 0 | 0.073 | 0 | 0.228 | 0 | 0.421 | 0 | 0.153 | 0 | 0.313 | 0 | 0.494 | 0 | 0.076 | 0 | 0
2024-02-25 04:00 | 0 | 0.076 | 0 | 0.102 | 0 | 0.221 | 0 | 0.415 | 0 | 0.097 | 0 | 0.236 | 0 | 0.487 | 0 | 0.071 | 0 | 0
2024-02-25 05:00 | 0 | 0.069 | 0 | 0.177 | 0 | 0.237 | 0 | 0.395 | 0 | 0.078 | 0 | 0.156 | 0 | 0.484 | 0 | 0.055 | 0 | 0
2024-02-25 06:00 | 0.037 | 0.041 | 0.018 | 0.223 | 0.043 | 0.22 | 0.055 | 0.407 | 0.06 | 0.053 | 0.007 | 0.084 | 0.029 | 0.361 | 0.006 | 0.036 | 0.057 | 0
2024-02-25 07:00 | 0.242 | 0.007 | 0.248 | 0.11 | 0.248 | 0.192 | 0.228 | 0.485 | 0.266 | 0.021 | 0.165 | 0.01 | 0.236 | 0.349 | 0.129 | 0.013 | 0.181 | 0
2024-02-25 08:00 | 0.457 | 0 | 0.46 | 0.121 | 0.442 | 0.16 | 0.421 | 0.352 | 0.461 | 0.007 | 0.392 | 0 | 0.429 | 0.263 | 0.356 | 0.002 | 0.33 | 0
2024-02-25 09:00 | 0.618 | 0 | 0.62 | 0.107 | 0.572 | 0.09 | 0.549 | 0.195 | 0.528 | 0.008 | 0.567 | 0.041 | 0.545 | 0.144 | 0.548 | 0 | 0.48 | 0
2024-02-25 10:00 | 0.721 | 0 | 0.726 | 0.127 | 0.655 | 0.053 | 0.609 | 0.095 | 0.554 | 0.012 | 0.69 | 0.157 | 0.634 | 0.075 | 0.687 | 0 | 0.586 | 0.001
2024-02-25 11:00 | 0.774 | 0 | 0.782 | 0.165 | 0.695 | 0.045 | 0.634 | 0.042 | 0.549 | 0.025 | 0.761 | 0.309 | 0.671 | 0.043 | 0.774 | 0.02 | 0.636 | 0.005
2024-02-25 12:00 | 0.781 | 0.016 | 0.791 | 0.211 | 0.693 | 0.055 | 0.613 | 0.015 | 0.543 | 0.046 | 0.783 | 0.466 | 0.68 | 0.032 | 0.811 | 0.084 | 0.669 | 0.02
2024-02-25 13:00 | 0.744 | 0.122 | 0.756 | 0.258 | 0.633 | 0.076 | 0.562 | 0.004 | 0.508 | 0.06 | 0.761 | 0.598 | 0.669 | 0.029 | 0.787 | 0.181 | 0.641 | 0.043
2024-02-25 14:00 | 0.66 | 0.274 | 0.674 | 0.3 | 0.546 | 0.088 | 0.398 | 0.002 | 0.425 | 0.067 | 0.695 | 0.704 | 0.602 | 0.025 | 0.729 | 0.254 | 0.55 | 0.08
2024-02-25 15:00 | 0.529 | 0.435 | 0.544 | 0.328 | 0.431 | 0.088 | 0.301 | 0.001 | 0.349 | 0.062 | 0.582 | 0.77 | 0.48 | 0.02 | 0.573 | 0.273 | 0.414 | 0.144
2024-02-25 16:00 | 0.351 | 0.58 | 0.364 | 0.332 | 0.245 | 0.08 | 0.204 | 0.003 | 0.241 | 0.051 | 0.42 | 0.793 | 0.307 | 0.015 | 0.449 | 0.243 | 0.232 | 0.233
2024-02-25 17:00 | 0.145 | 0.682 | 0.151 | 0.257 | 0.091 | 0.033 | 0.066 | 0.038 | 0.089 | 0.035 | 0.216 | 0.788 | 0.114 | 0.002 | 0.253 | 0.18 | 0.071 | 0.292
2024-02-25 18:00 | 0.005 | 0.69 | 0.004 | 0.153 | 0.001 | 0.002 | 0 | 0.192 | 0 | 0.045 | 0.027 | 0.72 | 0.002 | 0 | 0.056 | 0.124 | 0 | 0.286
2024-02-25 19:00 | 0 | 0.593 | 0 | 0.224 | 0 | 0.008 | 0 | 0.343 | 0 | 0.064 | 0 | 0.691 | 0 | 0.019 | 0 | 0.078 | 0 | 0.302
2024-02-25 20:00 | 0 | 0.54 | 0 | 0.501 | 0 | 0.049 | 0 | 0.336 | 0 | 0.081 | 0 | 0.666 | 0 | 0.162 | 0 | 0.073 | 0 | 0.329
2024-02-25 21:00 | 0 | 0.47 | 0 | 0.653 | 0 | 0.111 | 0 | 0.262 | 0 | 0.08 | 0 | 0.636 | 0 | 0.305 | 0 | 0.076 | 0 | 0.356
2024-02-25 22:00 | 0 | 0.437 | 0 | 0.583 | 0 | 0.139 | 0 | 0.177 | 0 | 0.083 | 0 | 0.544 | 0 | 0.302 | 0 | 0.07 | 0 | 0.379
2024-02-25 23:00 | 0 | 0.403 | 0 | 0.466 | 0 | 0.108 | 0 | 0.127 | 0 | 0.092 | 0 | 0.442 | 0 | 0.195 | 0 | 0.101 | 0 | 0.418
2024-02-26 | 0 | 0.334 | 0 | 0.42 | 0 | 0.078 | 0 | 0.109 | 0 | 0.087 | 0 | 0.311 | 0 | 0.107 | 0 | 0.126 | 0 | 0.48
2024-02-26 01:00 | 0 | 0.214 | 0 | 0.405 | 0 | 0.061 | 0 | 0.137 | 0 | 0.071 | 0 | 0.184 | 0 | 0.041 | 0 | 0.155 | 0 | 0.547
2024-02-26 02:00 | 0 | 0.084 | 0 | 0.387 | 0 | 0.051 | 0 | 0.156 | 0 | 0.05 | 0 | 0.122 | 0 | 0.015 | 0 | 0.189 | 0 | 0.608
2024-02-26 03:00 | 0 | 0.005 | 0 | 0.381 | 0 | 0.07 | 0 | 0.153 | 0 | 0.036 | 0 | 0.099 | 0 | 0.02 | 0 | 0.231 | 0 | 0.651
2024-02-26 04:00 | 0 | 0.185 | 0 | 0.325 | 0 | 0.128 | 0 | 0.136 | 0 | 0.039 | 0 | 0.086 | 0 | 0.049 | 0 | 0.289 | 0 | 0.687
2024-02-26 05:00 | 0 | 0.535 | 0 | 0.261 | 0 | 0.192 | 0 | 0.084 | 0 | 0.055 | 0 | 0.089 | 0 | 0.068 | 0 | 0.277 | 0 | 0.707
2024-02-26 06:00 | 0.041 | 0.74 | 0.019 | 0.171 | 0.043 | 0.197 | 0.053 | 0.053 | 0.054 | 0.059 | 0.008 | 0.077 | 0.034 | 0.039 | 0.007 | 0.234 | 0.083 | 0.679
2024-02-26 07:00 | 0.181 | 0.874 | 0.249 | 0.047 | 0.249 | 0.152 | 0.216 | 0.068 | 0.226 | 0.118 | 0.16 | 0.037 | 0.215 | 0.022 | 0.086 | 0.302 | 0.302 | 0.607
2024-02-26 08:00 | 0.376 | 0.917 | 0.461 | 0.212 | 0.485 | 0.148 | 0.434 | 0.078 | 0.488 | 0.17 | 0.382 | 0.009 | 0.453 | 0.07 | 0.163 | 0.412 | 0.5 | 0.501
2024-02-26 09:00 | 0.557 | 0.935 | 0.616 | 0.572 | 0.639 | 0.162 | 0.569 | 0.099 | 0.643 | 0.206 | 0.558 | 0.058 | 0.595 | 0.121 | 0.224 | 0.519 | 0.647 | 0.349
2024-02-26 10:00 | 0.712 | 0.934 | 0.723 | 0.61 | 0.737 | 0.233 | 0.65 | 0.124 | 0.736 | 0.24 | 0.68 | 0.184 | 0.685 | 0.158 | 0.365 | 0.552 | 0.74 | 0.267
2024-02-26 11:00 | 0.773 | 0.929 | 0.78 | 0.647 | 0.781 | 0.305 | 0.686 | 0.142 | 0.782 | 0.285 | 0.748 | 0.337 | 0.729 | 0.18 | 0.491 | 0.481 | 0.779 | 0.178
2024-02-26 12:00 | 0.781 | 0.938 | 0.79 | 0.701 | 0.782 | 0.36 | 0.673 | 0.152 | 0.776 | 0.341 | 0.775 | 0.468 | 0.738 | 0.202 | 0.639 | 0.368 | 0.775 | 0.115
2024-02-26 13:00 | 0.736 | 0.952 | 0.755 | 0.76 | 0.739 | 0.407 | 0.626 | 0.156 | 0.725 | 0.399 | 0.756 | 0.561 | 0.712 | 0.226 | 0.673 | 0.362 | 0.726 | 0.09
2024-02-26 14:00 | 0.591 | 0.974 | 0.673 | 0.793 | 0.654 | 0.436 | 0.542 | 0.165 | 0.633 | 0.443 | 0.692 | 0.631 | 0.633 | 0.243 | 0.636 | 0.352 | 0.626 | 0.123
2024-02-26 15:00 | 0.418 | 0.984 | 0.541 | 0.799 | 0.515 | 0.449 | 0.428 | 0.169 | 0.494 | 0.464 | 0.579 | 0.678 | 0.48 | 0.247 | 0.604 | 0.401 | 0.474 | 0.433
2024-02-26 16:00 | 0.173 | 0.982 | 0.36 | 0.781 | 0.327 | 0.432 | 0.272 | 0.153 | 0.308 | 0.423 | 0.413 | 0.666 | 0.308 | 0.226 | 0.461 | 0.376 | 0.277 | 0.758
2024-02-26 17:00 | 0.061 | 0.97 | 0.147 | 0.743 | 0.117 | 0.328 | 0.091 | 0.098 | 0.101 | 0.32 | 0.209 | 0.646 | 0.119 | 0.155 | 0.271 | 0.274 | 0.077 | 0.806
2024-02-26 18:00 | 0.001 | 0.947 | 0.004 | 0.732 | 0.001 | 0.259 | 0 | 0.047 | 0 | 0.291 | 0.026 | 0.645 | 0.002 | 0.091 | 0.064 | 0.198 | 0 | 0.795
2024-02-26 19:00 | 0 | 0.902 | 0 | 0.76 | 0 | 0.163 | 0 | 0.019 | 0 | 0.227 | 0 | 0.622 | 0 | 0.046 | 0 | 0.179 | 0 | 0.845
2024-02-26 20:00 | 0 | 0.845 | 0 | 0.739 | 0 | 0.074 | 0 | 0.008 | 0 | 0.153 | 0 | 0.568 | 0 | 0.018 | 0 | 0.15 | 0 | 0.869
2024-02-26 21:00 | 0 | 0.78 | 0 | 0.666 | 0 | 0.024 | 0 | 0.005 | 0 | 0.106 | 0 | 0.494 | 0 | 0.007 | 0 | 0.101 | 0 | 0.796
2024-02-26 22:00 | 0 | 0.742 | 0 | 0.566 | 0 | 0.006 | 0 | 0.01 | 0 | 0.092 | 0 | 0.466 | 0 | 0.003 | 0 | 0.056 | 0 | 0.678
2024-02-26 23:00 | 0 | 0.703 | 0 | 0.449 | 0 | 0.002 | 0 | 0.023 | 0 | 0.087 | 0 | 0.522 | 0 | 0.005 | 0 | 0.061 | 0 | 0.54
2024-02-27 | 0 | 0.697 | 0 | 0.313 | 0 | 0.004 | 0 | 0.04 | 0 | 0.065 | 0 | 0.578 | 0 | 0.017 | 0 | 0.061 | 0 | 0.485
2024-02-27 01:00 | 0 | 0.7 | 0 | 0.301 | 0 | 0.018 | 0 | 0.05 | 0 | 0.031 | 0 | 0.498 | 0 | 0.044 | 0 | 0.073 | 0 | 0.466
2024-02-27 02:00 | 0 | 0.699 | 0 | 0.246 | 0 | 0.049 | 0 | 0.059 | 0 | 0.008 | 0 | 0.329 | 0 | 0.08 | 0 | 0.089 | 0 | 0.457
2024-02-27 03:00 | 0 | 0.687 | 0 | 0.136 | 0 | 0.106 | 0 | 0.07 | 0 | 0.002 | 0 | 0.261 | 0 | 0.163 | 0 | 0.077 | 0 | 0.471
2024-02-27 04:00 | 0 | 0.654 | 0 | 0.061 | 0 | 0.148 | 0 | 0.082 | 0 | 0.002 | 0 | 0.196 | 0 | 0.245 | 0 | 0.057 | 0 | 0.43
2024-02-27 05:00 | 0 | 0.608 | 0 | 0.025 | 0 | 0.105 | 0 | 0.073 | 0 | 0.005 | 0 | 0.175 | 0 | 0.221 | 0 | 0.043 | 0 | 0.326
2024-02-27 06:00 | 0.041 | 0.618 | 0.026 | 0.003 | 0.038 | 0.07 | 0.057 | 0.042 | 0.054 | 0.002 | 0.007 | 0.195 | 0.026 | 0.172 | 0.003 | 0.051 | 0.067 | 0.3
2024-02-27 07:00 | 0.222 | 0.797 | 0.245 | 0.002 | 0.271 | 0.013 | 0.268 | 0.005 | 0.285 | 0 | 0.154 | 0.297 | 0.252 | 0.053 | 0.072 | 0.037 | 0.192 | 0.308
2024-02-27 08:00 | 0.421 | 0.787 | 0.471 | 0.199 | 0.481 | 0.012 | 0.461 | 0.006 | 0.488 | 0.034 | 0.382 | 0.253 | 0.46 | 0 | 0.179 | 0.035 | 0.306 | 0.293
2024-02-27 09:00 | 0.581 | 0.737 | 0.634 | 0.332 | 0.636 | 0.101 | 0.61 | 0.001 | 0.638 | 0.137 | 0.577 | 0.166 | 0.613 | 0.032 | 0.305 | 0.037 | 0.357 | 0.291
2024-02-27 10:00 | 0.706 | 0.679 | 0.744 | 0.445 | 0.736 | 0.211 | 0.708 | 0.002 | 0.736 | 0.225 | 0.702 | 0.067 | 0.716 | 0.092 | 0.491 | 0.048 | 0.467 | 0.278
2024-02-27 11:00 | 0.739 | 0.677 | 0.801 | 0.55 | 0.782 | 0.325 | 0.754 | 0.008 | 0.783 | 0.323 | 0.775 | 0.037 | 0.765 | 0.154 | 0.7 | 0.064 | 0.485 | 0.291
2024-02-27 12:00 | 0.713 | 0.714 | 0.81 | 0.638 | 0.777 | 0.401 | 0.728 | 0.016 | 0.782 | 0.388 | 0.797 | 0.09 | 0.761 | 0.201 | 0.794 | 0.08 | 0.51 | 0.348
2024-02-27 13:00 | 0.745 | 0.715 | 0.772 | 0.697 | 0.739 | 0.431 | 0.649 | 0.022 | 0.736 | 0.404 | 0.774 | 0.189 | 0.719 | 0.231 | 0.793 | 0.102 | 0.531 | 0.382
2024-02-27 14:00 | 0.622 | 0.724 | 0.687 | 0.719 | 0.656 | 0.425 | 0.378 | 0.016 | 0.643 | 0.391 | 0.707 | 0.261 | 0.643 | 0.248 | 0.726 | 0.142 | 0.496 | 0.411
2024-02-27 15:00 | 0.414 | 0.793 | 0.552 | 0.695 | 0.52 | 0.399 | 0.209 | 0.006 | 0.5 | 0.347 | 0.592 | 0.3 | 0.515 | 0.242 | 0.564 | 0.186 | 0.333 | 0.425
2024-02-27 16:00 | 0.161 | 0.813 | 0.368 | 0.642 | 0.332 | 0.349 | 0.116 | 0.001 | 0.31 | 0.274 | 0.426 | 0.306 | 0.335 | 0.211 | 0.292 | 0.196 | 0.182 | 0.413
2024-02-27 17:00 | 0.064 | 0.829 | 0.151 | 0.556 | 0.118 | 0.207 | 0.038 | 0.001 | 0.1 | 0.139 | 0.219 | 0.282 | 0.126 | 0.119 | 0.093 | 0.209 | 0.044 | 0.377
2024-02-27 18:00 | 0.002 | 0.704 | 0.003 | 0.539 | 0 | 0.108 | 0 | 0.03 | 0 | 0.052 | 0.026 | 0.233 | 0.001 | 0.041 | 0.02 | 0.217 | 0 | 0.332
2024-02-27 19:00 | 0 | 0.507 | 0 | 0.619 | 0 | 0.056 | 0 | 0.103 | 0 | 0.012 | 0 | 0.21 | 0 | 0.01 | 0 | 0.18 | 0 | 0.233
2024-02-27 20:00 | 0 | 0.314 | 0 | 0.605 | 0 | 0.033 | 0 | 0.149 | 0 | 0.002 | 0 | 0.181 | 0 | 0.004 | 0 | 0.145 | 0 | 0.118
2024-02-27 21:00 | 0 | 0.184 | 0 | 0.504 | 0 | 0.038 | 0 | 0.167 | 0 | 0.001 | 0 | 0.156 | 0 | 0.008 | 0 | 0.124 | 0 | 0.059
2024-02-27 22:00 | 0 | 0.149 | 0 | 0.337 | 0 | 0.068 | 0 | 0.192 | 0 | 0.012 | 0 | 0.182 | 0 | 0.028 | 0 | 0.111 | 0 | 0.035
2024-02-27 23:00 | 0 | 0.199 | 0 | 0.171 | 0 | 0.084 | 0 | 0.24 | 0 | 0.038 | 0 | 0.31 | 0 | 0.063 | 0 | 0.108 | 0 | 0.013
2024-02-28 | 0 | 0.272 | 0 | 0.076 | 0 | 0.062 | 0 | 0.323 | 0 | 0.038 | 0 | 0.408 | 0 | 0.095 | 0 | 0.118 | 0 | 0.004
2024-02-28 01:00 | 0 | 0.328 | 0 | 0.034 | 0 | 0.048 | 0 | 0.391 | 0 | 0.034 | 0 | 0.417 | 0 | 0.14 | 0 | 0.134 | 0 | 0.001
2024-02-28 02:00 | 0 | 0.37 | 0 | 0.013 | 0 | 0.04 | 0 | 0.407 | 0 | 0.038 | 0 | 0.396 | 0 | 0.185 | 0 | 0.161 | 0 | 0
2024-02-28 03:00 | 0 | 0.421 | 0 | 0.003 | 0 | 0.025 | 0 | 0.382 | 0 | 0.051 | 0 | 0.363 | 0 | 0.201 | 0 | 0.163 | 0 | 0
2024-02-28 04:00 | 0 | 0.466 | 0 | 0.001 | 0 | 0.01 | 0 | 0.35 | 0 | 0.074 | 0 | 0.323 | 0 | 0.171 | 0 | 0.146 | 0 | 0.001
2024-02-28 05:00 | 0 | 0.476 | 0 | 0.001 | 0 | 0.002 | 0 | 0.28 | 0 | 0.095 | 0 | 0.278 | 0 | 0.116 | 0 | 0.146 | 0 | 0.003
2024-02-28 06:00 | 0.035 | 0.457 | 0.021 | 0.007 | 0.035 | 0 | 0.054 | 0.18 | 0.055 | 0.09 | 0.006 | 0.206 | 0.027 | 0.055 | 0.003 | 0.125 | 0.069 | 0.003
2024-02-28 07:00 | 0.203 | 0.625 | 0.253 | 0.01 | 0.274 | 0 | 0.247 | 0.148 | 0.279 | 0.103 | 0.17 | 0.072 | 0.254 | 0.004 | 0.096 | 0.134 | 0.234 | 0.003
2024-02-28 08:00 | 0.41 | 0.744 | 0.47 | 0.083 | 0.483 | 0.013 | 0.46 | 0.091 | 0.489 | 0.213 | 0.399 | 0.037 | 0.463 | 0 | 0.319 | 0.225 | 0.396 | 0.002
2024-02-28 09:00 | 0.581 | 0.778 | 0.637 | 0.141 | 0.637 | 0.195 | 0.615 | 0.064 | 0.641 | 0.356 | 0.576 | 0.027 | 0.617 | 0.087 | 0.52 | 0.274 | 0.512 | 0.001
2024-02-28 10:00 | 0.708 | 0.768 | 0.744 | 0.182 | 0.737 | 0.435 | 0.707 | 0.067 | 0.737 | 0.489 | 0.698 | 0.097 | 0.718 | 0.261 | 0.645 | 0.333 | 0.631 | 0
2024-02-28 11:00 | 0.783 | 0.774 | 0.799 | 0.21 | 0.787 | 0.571 | 0.748 | 0.068 | 0.785 | 0.548 | 0.766 | 0.177 | 0.77 | 0.388 | 0.689 | 0.418 | 0.745 | 0
2024-02-28 12:00 | 0.793 | 0.835 | 0.806 | 0.228 | 0.79 | 0.602 | 0.738 | 0.068 | 0.782 | 0.556 | 0.788 | 0.224 | 0.775 | 0.44 | 0.735 | 0.496 | 0.778 | 0
2024-02-28 13:00 | 0.753 | 0.902 | 0.768 | 0.245 | 0.747 | 0.587 | 0.687 | 0.068 | 0.734 | 0.55 | 0.765 | 0.251 | 0.736 | 0.444 | 0.752 | 0.552 | 0.726 | 0.011
2024-02-28 14:00 | 0.658 | 0.938 | 0.684 | 0.256 | 0.659 | 0.535 | 0.576 | 0.067 | 0.639 | 0.516 | 0.697 | 0.251 | 0.651 | 0.403 | 0.705 | 0.586 | 0.626 | 0.037
2024-02-28 15:00 | 0.512 | 0.945 | 0.55 | 0.261 | 0.52 | 0.457 | 0.411 | 0.059 | 0.494 | 0.459 | 0.582 | 0.229 | 0.518 | 0.333 | 0.604 | 0.59 | 0.473 | 0.065
2024-02-28 16:00 | 0.334 | 0.944 | 0.366 | 0.254 | 0.333 | 0.374 | 0.218 | 0.046 | 0.305 | 0.375 | 0.418 | 0.201 | 0.336 | 0.248 | 0.448 | 0.557 | 0.274 | 0.076
2024-02-28 17:00 | 0.141 | 0.934 | 0.15 | 0.245 | 0.119 | 0.26 | 0.061 | 0.032 | 0.098 | 0.243 | 0.213 | 0.178 | 0.126 | 0.148 | 0.239 | 0.476 | 0.075 | 0.08
2024-02-28 18:00 | 0.004 | 0.86 | 0.003 | 0.291 | 0 | 0.223 | 0 | 0.033 | 0 | 0.163 | 0.025 | 0.159 | 0.001 | 0.104 | 0.056 | 0.341 | 0 | 0.072
2024-02-28 19:00 | 0 | 0.701 | 0 | 0.343 | 0 | 0.249 | 0 | 0.05 | 0 | 0.086 | 0 | 0.146 | 0 | 0.136 | 0 | 0.164 | 0 | 0.048
2024-02-28 20:00 | 0 | 0.603 | 0 | 0.334 | 0 | 0.377 | 0 | 0.075 | 0 | 0.057 | 0 | 0.158 | 0 | 0.292 | 0 | 0.074 | 0 | 0.038
2024-02-28 21:00 | 0 | 0.563 | 0 | 0.284 | 0 | 0.501 | 0 | 0.105 | 0 | 0.113 | 0 | 0.251 | 0 | 0.522 | 0 | 0.036 | 0 | 0.053
2024-02-28 22:00 | 0 | 0.538 | 0 | 0.227 | 0 | 0.542 | 0 | 0.141 | 0 | 0.252 | 0 | 0.447 | 0 | 0.647 | 0 | 0.021 | 0 | 0.083
2024-02-28 23:00 | 0 | 0.566 | 0 | 0.196 | 0 | 0.516 | 0 | 0.169 | 0 | 0.391 | 0 | 0.604 | 0 | 0.651 | 0 | 0.012 | 0 | 0.111
2024-02-29 | 0 | 0.627 | 0 | 0.2 | 0 | 0.47 | 0 | 0.178 | 0 | 0.464 | 0 | 0.635 | 0 | 0.618 | 0 | 0.008 | 0 | 0.126
2024-02-29 01:00 | 0 | 0.667 | 0 | 0.209 | 0 | 0.434 | 0 | 0.16 | 0 | 0.493 | 0 | 0.62 | 0 | 0.585 | 0 | 0.005 | 0 | 0.134
2024-02-29 02:00 | 0 | 0.722 | 0 | 0.213 | 0 | 0.402 | 0 | 0.133 | 0 | 0.503 | 0 | 0.573 | 0 | 0.549 | 0 | 0.003 | 0 | 0.126
2024-02-29 03:00 | 0 | 0.692 | 0 | 0.227 | 0 | 0.379 | 0 | 0.089 | 0 | 0.505 | 0 | 0.479 | 0 | 0.512 | 0 | 0.001 | 0 | 0.101
2024-02-29 04:00 | 0 | 0.693 | 0 | 0.249 | 0 | 0.369 | 0 | 0.039 | 0 | 0.494 | 0 | 0.374 | 0 | 0.476 | 0 | 0 | 0 | 0.07
2024-02-29 05:00 | 0 | 0.59 | 0 | 0.267 | 0 | 0.382 | 0 | 0.016 | 0 | 0.481 | 0 | 0.306 | 0 | 0.456 | 0 | 0 | 0 | 0.034
2024-02-29 06:00 | 0.035 | 0.502 | 0.022 | 0.235 | 0.036 | 0.344 | 0.057 | 0.011 | 0.056 | 0.383 | 0.005 | 0.243 | 0.028 | 0.386 | 0.004 | 0 | 0.078 | 0.011
2024-02-29 07:00 | 0.195 | 0.559 | 0.257 | 0.07 | 0.279 | 0.107 | 0.27 | 0.051 | 0.293 | 0.117 | 0.17 | 0.075 | 0.26 | 0.12 | 0.114 | 0 | 0.271 | 0.003
2024-02-29 08:00 | 0.396 | 0.544 | 0.474 | 0.001 | 0.49 | 0.014 | 0.463 | 0.083 | 0.497 | 0.069 | 0.4 | 0.011 | 0.471 | 0.025 | 0.324 | 0.002 | 0.469 | 0
2024-02-29 09:00 | 0.543 | 0.491 | 0.633 | 0 | 0.642 | 0 | 0.603 | 0.051 | 0.642 | 0.086 | 0.573 | 0 | 0.623 | 0.003 | 0.526 | 0.005 | 0.587 | 0
2024-02-29 10:00 | 0.646 | 0.463 | 0.739 | 0.001 | 0.741 | 0.001 | 0.687 | 0.025 | 0.736 | 0.105 | 0.692 | 0 | 0.723 | 0.002 | 0.661 | 0.013 | 0.666 | 0
2024-02-29 11:00 | 0.703 | 0.442 | 0.793 | 0.013 | 0.79 | 0.005 | 0.708 | 0.01 | 0.781 | 0.113 | 0.762 | 0.003 | 0.773 | 0.002 | 0.749 | 0.023 | 0.693 | 0
2024-02-29 12:00 | 0.705 | 0.448 | 0.801 | 0.033 | 0.792 | 0.017 | 0.689 | 0.005 | 0.78 | 0.113 | 0.784 | 0.018 | 0.777 | 0.005 | 0.796 | 0.04 | 0.691 | 0.002
2024-02-29 13:00 | 0.651 | 0.495 | 0.763 | 0.056 | 0.749 | 0.031 | 0.631 | 0.003 | 0.734 | 0.114 | 0.763 | 0.054 | 0.735 | 0.01 | 0.79 | 0.08 | 0.658 | 0.035
2024-02-29 14:00 | 0.573 | 0.553 | 0.679 | 0.08 | 0.659 | 0.045 | 0.521 | 0.004 | 0.641 | 0.11 | 0.697 | 0.106 | 0.648 | 0.013 | 0.719 | 0.133 | 0.585 | 0.093
2024-02-29 15:00 | 0.448 | 0.577 | 0.547 | 0.103 | 0.518 | 0.051 | 0.355 | 0.003 | 0.498 | 0.085 | 0.584 | 0.154 | 0.513 | 0.013 | 0.512 | 0.133 | 0.445 | 0.132
2024-02-29 16:00 | 0.274 | 0.544 | 0.364 | 0.126 | 0.329 | 0.043 | 0.197 | 0.006 | 0.307 | 0.052 | 0.421 | 0.182 | 0.33 | 0.008 | 0.381 | 0.116 | 0.246 | 0.154
2024-02-29 17:00 | 0.091 | 0.451 | 0.149 | 0.153 | 0.115 | 0.033 | 0.05 | 0.043 | 0.097 | 0.034 | 0.216 | 0.186 | 0.121 | 0.003 | 0.257 | 0.115 | 0.063 | 0.139
2024-02-29 18:00 | 0.003 | 0.263 | 0.003 | 0.207 | 0 | 0.027 | 0 | 0.203 | 0 | 0.031 | 0.024 | 0.192 | 0.001 | 0 | 0.059 | 0.125 | 0 | 0.095
2024-02-29 19:00 | 0 | 0.131 | 0 | 0.251 | 0 | 0.019 | 0 | 0.367 | 0 | 0.037 | 0 | 0.183 | 0 | 0 | 0 | 0.112 | 0 | 0.053
2024-02-29 20:00 | 0 | 0.063 | 0 | 0.241 | 0 | 0.012 | 0 | 0.396 | 0 | 0.039 | 0 | 0.157 | 0 | 0 | 0 | 0.052 | 0 | 0.019
2024-02-29 21:00 | 0 | 0.02 | 0 | 0.189 | 0 | 0.016 | 0 | 0.391 | 0 | 0.041 | 0 | 0.163 | 0 | 0.004 | 0 | 0.025 | 0 | 0.003
2024-02-29 22:00 | 0 | 0.025 | 0 | 0.122 | 0 | 0.041 | 0 | 0.379 | 0 | 0.043 | 0 | 0.231 | 0 | 0.058 | 0 | 0.025 | 0 | 0
2024-02-29 23:00 | 0 | 0.03 | 0 | 0.071 | 0 | 0.061 | 0 | 0.38 | 0 | 0.057 | 0 | 0.386 | 0 | 0.144 | 0 | 0.013 | 0 | 0
2024-03-01 | 0 | 0.032 | 0 | 0.046 | 0 | 0.061 | 0 | 0.35 | 0 | 0.084 | 0 | 0.563 | 0 | 0.219 | 0 | 0.005 | 0 | 0
2024-03-01 01:00 | 0 | 0.087 | 0 | 0.033 | 0 | 0.072 | 0 | 0.304 | 0 | 0.101 | 0 | 0.635 | 0 | 0.276 | 0 | 0.003 | 0 | 0.004
2024-03-01 02:00 | 0 | 0.145 | 0 | 0.018 | 0 | 0.132 | 0 | 0.278 | 0 | 0.121 | 0 | 0.59 | 0 | 0.323 | 0 | 0.002 | 0 | 0.035
2024-03-01 03:00 | 0 | 0.2 | 0 | 0.006 | 0 | 0.276 | 0 | 0.267 | 0 | 0.137 | 0 | 0.447 | 0 | 0.335 | 0 | 0.001 | 0 | 0.072
2024-03-01 04:00 | 0 | 0.197 | 0 | 0.001 | 0 | 0.398 | 0 | 0.343 | 0 | 0.173 | 0 | 0.278 | 0 | 0.286 | 0 | 0.001 | 0 | 0.121
2024-03-01 05:00 | 0 | 0.155 | 0 | 0.01 | 0 | 0.444 | 0 | 0.297 | 0 | 0.219 | 0 | 0.112 | 0 | 0.199 | 0 | 0.001 | 0 | 0.192
2024-03-01 06:00 | 0.035 | 0.112 | 0.022 | 0.06 | 0.042 | 0.364 | 0.05 | 0.233 | 0.051 | 0.167 | 0.005 | 0.035 | 0.033 | 0.09 | 0.003 | 0.004 | 0.079 | 0.174
2024-03-01 07:00 | 0.244 | 0.076 | 0.257 | 0.041 | 0.213 | 0.302 | 0.229 | 0.223 | 0.211 | 0.231 | 0.17 | 0.011 | 0.228 | 0.088 | 0.087 | 0.003 | 0.268 | 0.157
2024-03-01 08:00 | 0.431 | 0.043 | 0.474 | 0.018 | 0.465 | 0.332 | 0.463 | 0.156 | 0.42 | 0.295 | 0.4 | 0.035 | 0.446 | 0.253 | 0.237 | 0.018 | 0.435 | 0.132
2024-03-01 09:00 | 0.394 | 0.035 | 0.63 | 0.201 | 0.623 | 0.42 | 0.616 | 0.117 | 0.613 | 0.337 | 0.575 | 0.058 | 0.604 | 0.371 | 0.357 | 0.069 | 0.563 | 0.103
2024-03-01 10:00 | 0.456 | 0.044 | 0.735 | 0.288 | 0.724 | 0.467 | 0.699 | 0.076 | 0.718 | 0.39 | 0.693 | 0.082 | 0.706 | 0.417 | 0.493 | 0.126 | 0.65 | 0.093
2024-03-01 11:00 | 0.728 | 0.084 | 0.789 | 0.351 | 0.775 | 0.466 | 0.715 | 0.042 | 0.767 | 0.386 | 0.761 | 0.162 | 0.757 | 0.422 | 0.646 | 0.169 | 0.694 | 0.111
2024-03-01 12:00 | 0.771 | 0.17 | 0.797 | 0.403 | 0.779 | 0.428 | 0.715 | 0.019 | 0.769 | 0.332 | 0.783 | 0.297 | 0.76 | 0.376 | 0.689 | 0.201 | 0.71 | 0.142
2024-03-01 13:00 | 0.704 | 0.332 | 0.76 | 0.447 | 0.734 | 0.376 | 0.654 | 0.008 | 0.725 | 0.265 | 0.76 | 0.432 | 0.72 | 0.309 | 0.696 | 0.204 | 0.658 | 0.199
2024-03-01 14:00 | 0.611 | 0.479 | 0.677 | 0.478 | 0.643 | 0.317 | 0.561 | 0.003 | 0.63 | 0.208 | 0.694 | 0.518 | 0.634 | 0.235 | 0.673 | 0.182 | 0.545 | 0.234
2024-03-01 15:00 | 0.446 | 0.55 | 0.546 | 0.492 | 0.49 | 0.257 | 0.423 | 0.001 | 0.48 | 0.161 | 0.58 | 0.556 | 0.498 | 0.167 | 0.588 | 0.153 | 0.352 | 0.294
2024-03-01 16:00 | 0.267 | 0.562 | 0.364 | 0.494 | 0.27 | 0.188 | 0.249 | 0 | 0.273 | 0.117 | 0.418 | 0.553 | 0.311 | 0.103 | 0.443 | 0.133 | 0.158 | 0.4
2024-03-01 17:00 | 0.1 | 0.457 | 0.148 | 0.446 | 0.082 | 0.114 | 0.068 | 0 | 0.079 | 0.075 | 0.213 | 0.512 | 0.104 | 0.049 | 0.245 | 0.115 | 0.048 | 0.51
2024-03-01 18:00 | 0.002 | 0.259 | 0.002 | 0.451 | 0 | 0.078 | 0 | 0.009 | 0 | 0.058 | 0.024 | 0.446 | 0.001 | 0.015 | 0.057 | 0.103 | 0 | 0.555
2024-03-01 19:00 | 0 | 0.13 | 0 | 0.467 | 0 | 0.066 | 0 | 0.091 | 0 | 0.07 | 0 | 0.454 | 0 | 0.01 | 0 | 0.08 | 0 | 0.557
2024-03-01 20:00 | 0 | 0.087 | 0 | 0.454 | 0 | 0.065 | 0 | 0.205 | 0 | 0.099 | 0 | 0.466 | 0 | 0.027 | 0 | 0.07 | 0 | 0.541
2024-03-01 21:00 | 0 | 0.083 | 0 | 0.431 | 0 | 0.073 | 0 | 0.291 | 0 | 0.123 | 0 | 0.511 | 0 | 0.045 | 0 | 0.069 | 0 | 0.523
2024-03-01 22:00 | 0 | 0.084 | 0 | 0.352 | 0 | 0.083 | 0 | 0.333 | 0 | 0.133 | 0 | 0.607 | 0 | 0.053 | 0 | 0.064 | 0 | 0.485
2024-03-01 23:00 | 0 | 0.065 | 0 | 0.237 | 0 | 0.068 | 0 | 0.302 | 0 | 0.095 | 0 | 0.625 | 0 | 0.03 | 0 | 0.068 | 0 | 0.454
2024-03-02 | 0 | 0.07 | 0 | 0.11 | 0 | 0.043 | 0 | 0.259 | 0 | 0.043 | 0 | 0.572 | 0 | 0.007 | 0 | 0.071 | 0 | 0.476
2024-03-02 01:00 | 0 | 0.096 | 0 | 0.024 | 0 | 0.02 | 0 | 0.236 | 0 | 0.011 | 0 | 0.484 | 0 | 0 | 0 | 0.065 | 0 | 0.525
2024-03-02 02:00 | 0 | 0.128 | 0 | 0.001 | 0 | 0.003 | 0 | 0.213 | 0 | 0 | 0 | 0.386 | 0 | 0 | 0 | 0.063 | 0 | 0.56
2024-03-02 03:00 | 0 | 0.164 | 0 | 0 | 0 | 0 | 0 | 0.156 | 0 | 0.002 | 0 | 0.294 | 0 | 0 | 0 | 0.069 | 0 | 0.535
2024-03-02 04:00 | 0 | 0.187 | 0 | 0.02 | 0 | 0.001 | 0 | 0.1 | 0 | 0.028 | 0 | 0.218 | 0 | 0 | 0 | 0.076 | 0 | 0.495
2024-03-02 05:00 | 0 | 0.194 | 0 | 0.174 | 0 | 0.004 | 0 | 0.069 | 0 | 0.057 | 0 | 0.161 | 0 | 0.001 | 0 | 0.076 | 0 | 0.394
2024-03-02 06:00 | 0.035 | 0.178 | 0.024 | 0.318 | 0.039 | 0.006 | 0.037 | 0.041 | 0.057 | 0.042 | 0.005 | 0.109 | 0.031 | 0 | 0.003 | 0.062 | 0.065 | 0.243
2024-03-02 07:00 | 0.236 | 0.236 | 0.255 | 0.154 | 0.266 | 0.002 | 0.148 | 0.036 | 0.277 | 0.002 | 0.166 | 0.051 | 0.25 | 0 | 0.126 | 0.027 | 0.21 | 0.182
2024-03-02 08:00 | 0.435 | 0.287 | 0.469 | 0.058 | 0.473 | 0.079 | 0.303 | 0.018 | 0.479 | 0.086 | 0.391 | 0.021 | 0.456 | 0.024 | 0.351 | 0.001 | 0.379 | 0.155
2024-03-02 09:00 | 0.579 | 0.3 | 0.627 | 0.09 | 0.628 | 0.208 | 0.487 | 0.003 | 0.629 | 0.2 | 0.566 | 0.085 | 0.611 | 0.105 | 0.544 | 0 | 0.495 | 0.169
2024-03-02 10:00 | 0.704 | 0.327 | 0.732 | 0.133 | 0.728 | 0.336 | 0.645 | 0.001 | 0.724 | 0.293 | 0.688 | 0.141 | 0.714 | 0.191 | 0.687 | 0.002 | 0.598 | 0.197
2024-03-02 11:00 | 0.74 | 0.347 | 0.786 | 0.141 | 0.778 | 0.386 | 0.711 | 0 | 0.764 | 0.348 | 0.759 | 0.187 | 0.766 | 0.216 | 0.774 | 0.023 | 0.625 | 0.209
2024-03-02 12:00 | 0.704 | 0.377 | 0.793 | 0.134 | 0.784 | 0.367 | 0.661 | 0 | 0.76 | 0.34 | 0.781 | 0.255 | 0.773 | 0.206 | 0.811 | 0.062 | 0.623 | 0.229
2024-03-02 13:00 | 0.63 | 0.461 | 0.755 | 0.132 | 0.744 | 0.328 | 0.543 | 0 | 0.712 | 0.294 | 0.758 | 0.334 | 0.736 | 0.192 | 0.8 | 0.104 | 0.59 | 0.289
2024-03-02 14:00 | 0.547 | 0.616 | 0.671 | 0.133 | 0.657 | 0.272 | 0.397 | 0 | 0.612 | 0.233 | 0.692 | 0.385 | 0.652 | 0.169 | 0.74 | 0.137 | 0.528 | 0.372
2024-03-02 15:00 | 0.419 | 0.754 | 0.538 | 0.133 | 0.52 | 0.212 | 0.209 | 0 | 0.437 | 0.176 | 0.578 | 0.401 | 0.518 | 0.135 | 0.63 | 0.16 | 0.396 | 0.438
2024-03-02 16:00 | 0.296 | 0.809 | 0.357 | 0.132 | 0.332 | 0.152 | 0.127 | 0.001 | 0.285 | 0.134 | 0.414 | 0.391 | 0.336 | 0.092 | 0.467 | 0.169 | 0.226 | 0.459
2024-03-02 17:00 | 0.129 | 0.821 | 0.144 | 0.131 | 0.117 | 0.093 | 0.044 | 0.038 | 0.087 | 0.131 | 0.21 | 0.382 | 0.124 | 0.051 | 0.261 | 0.159 | 0.059 | 0.437
2024-03-02 18:00 | 0.003 | 0.792 | 0.002 | 0.155 | 0 | 0.068 | 0 | 0.175 | 0 | 0.26 | 0.023 | 0.367 | 0 | 0.034 | 0.057 | 0.122 | 0 | 0.391
2024-03-02 19:00 | 0 | 0.724 | 0 | 0.191 | 0 | 0.054 | 0 | 0.316 | 0 | 0.413 | 0 | 0.4 | 0 | 0.022 | 0 | 0.061 | 0 | 0.366
2024-03-02 20:00 | 0 | 0.712 | 0 | 0.208 | 0 | 0.042 | 0 | 0.371 | 0 | 0.464 | 0 | 0.412 | 0 | 0.007 | 0 | 0.021 | 0 | 0.33
2024-03-02 21:00 | 0 | 0.702 | 0 | 0.201 | 0 | 0.053 | 0 | 0.382 | 0 | 0.429 | 0 | 0.436 | 0 | 0.001 | 0 | 0.003 | 0 | 0.31
2024-03-02 22:00 | 0 | 0.697 | 0 | 0.167 | 0 | 0.1 | 0 | 0.334 | 0 | 0.333 | 0 | 0.523 | 0 | 0.002 | 0 | 0 | 0 | 0.311
2024-03-02 23:00 | 0 | 0.572 | 0 | 0.146 | 0 | 0.147 | 0 | 0.259 | 0 | 0.223 | 0 | 0.61 | 0 | 0.012 | 0 | 0 | 0 | 0.314
2024-03-03 | 0 | 0.32 | 0 | 0.152 | 0 | 0.18 | 0 | 0.251 | 0 | 0.159 | 0 | 0.635 | 0 | 0.027 | 0 | 0.001 | 0 | 0.297
2024-03-03 01:00 | 0 | 0.12 | 0 | 0.163 | 0 | 0.245 | 0 | 0.283 | 0 | 0.153 | 0 | 0.571 | 0 | 0.058 | 0 | 0.017 | 0 | 0.289
2024-03-03 02:00 | 0 | 0.03 | 0 | 0.182 | 0 | 0.334 | 0 | 0.324 | 0 | 0.179 | 0 | 0.479 | 0 | 0.097 | 0 | 0.051 | 0 | 0.294
2024-03-03 03:00 | 0 | 0.048 | 0 | 0.193 | 0 | 0.476 | 0 | 0.323 | 0 | 0.201 | 0 | 0.371 | 0 | 0.121 | 0 | 0.09 | 0 | 0.294
2024-03-03 04:00 | 0 | 0.243 | 0 | 0.182 | 0 | 0.492 | 0 | 0.302 | 0 | 0.22 | 0 | 0.279 | 0 | 0.113 | 0 | 0.122 | 0 | 0.281
2024-03-03 05:00 | 0 | 0.443 | 0 | 0.125 | 0 | 0.462 | 0 | 0.271 | 0 | 0.249 | 0 | 0.225 | 0 | 0.113 | 0 | 0.164 | 0 | 0.245
2024-03-03 06:00 | 0.033 | 0.459 | 0.025 | 0.041 | 0.04 | 0.391 | 0.027 | 0.22 | 0.048 | 0.199 | 0.005 | 0.177 | 0.035 | 0.111 | 0.002 | 0.197 | 0.071 | 0.17
2024-03-03 07:00 | 0.244 | 0.562 | 0.253 | 0 | 0.212 | 0.39 | 0.137 | 0.237 | 0.196 | 0.323 | 0.168 | 0.122 | 0.229 | 0.1 | 0.102 | 0.189 | 0.252 | 0.112
2024-03-03 08:00 | 0.458 | 0.63 | 0.467 | 0.001 | 0.458 | 0.358 | 0.339 | 0.169 | 0.412 | 0.401 | 0.395 | 0.093 | 0.436 | 0.233 | 0.261 | 0.243 | 0.424 | 0.107
2024-03-03 09:00 | 0.62 | 0.644 | 0.623 | 0.076 | 0.616 | 0.379 | 0.535 | 0.068 | 0.553 | 0.386 | 0.573 | 0.092 | 0.577 | 0.347 | 0.41 | 0.287 | 0.61 | 0.061
2024-03-03 10:00 | 0.728 | 0.646 | 0.728 | 0.124 | 0.707 | 0.386 | 0.668 | 0.019 | 0.651 | 0.367 | 0.695 | 0.128 | 0.668 | 0.334 | 0.555 | 0.27 | 0.724 | 0.019
2024-03-03 11:00 | 0.783 | 0.672 | 0.782 | 0.167 | 0.746 | 0.341 | 0.728 | 0.005 | 0.697 | 0.336 | 0.765 | 0.174 | 0.716 | 0.272 | 0.646 | 0.231 | 0.769 | 0.04
2024-03-03 12:00 | 0.789 | 0.722 | 0.789 | 0.2 | 0.734 | 0.272 | 0.713 | 0.002 | 0.698 | 0.283 | 0.787 | 0.221 | 0.723 | 0.202 | 0.73 | 0.201 | 0.764 | 0.064
2024-03-03 13:00 | 0.748 | 0.774 | 0.752 | 0.22 | 0.678 | 0.213 | 0.66 | 0.001 | 0.647 | 0.228 | 0.765 | 0.279 | 0.689 | 0.146 | 0.702 | 0.192 | 0.712 | 0.072
2024-03-03 14:00 | 0.663 | 0.803 | 0.668 | 0.228 | 0.572 | 0.158 | 0.56 | 0.001 | 0.537 | 0.179 | 0.697 | 0.323 | 0.607 | 0.095 | 0.672 | 0.212 | 0.609 | 0.07
2024-03-03 15:00 | 0.525 | 0.814 | 0.536 | 0.225 | 0.422 | 0.106 | 0.411 | 0 | 0.4 | 0.131 | 0.582 | 0.337 | 0.468 | 0.054 | 0.586 | 0.248 | 0.457 | 0.069
2024-03-03 16:00 | 0.337 | 0.822 | 0.355 | 0.209 | 0.247 | 0.06 | 0.238 | 0 | 0.233 | 0.085 | 0.417 | 0.321 | 0.285 | 0.022 | 0.446 | 0.329 | 0.262 | 0.072
2024-03-03 17:00 | 0.129 | 0.812 | 0.142 | 0.2 | 0.081 | 0.039 | 0.066 | 0 | 0.07 | 0.07 | 0.211 | 0.284 | 0.095 | 0.012 | 0.232 | 0.459 | 0.066 | 0.093
2024-03-03 18:00 | 0.003 | 0.676 | 0.002 | 0.231 | 0 | 0.054 | 0 | 0.001 | 0 | 0.113 | 0.022 | 0.26 | 0 | 0.035 | 0.05 | 0.42 | 0 | 0.154
2024-03-03 19:00 | 0 | 0.388 | 0 | 0.276 | 0 | 0.064 | 0 | 0.009 | 0 | 0.157 | 0 | 0.297 | 0 | 0.055 | 0 | 0.338 | 0 | 0.311
2024-03-03 20:00 | 0 | 0.205 | 0 | 0.293 | 0 | 0.053 | 0 | 0.039 | 0 | 0.164 | 0 | 0.338 | 0 | 0.048 | 0 | 0.37 | 0 | 0.49
2024-03-03 21:00 | 0 | 0.154 | 0 | 0.264 | 0 | 0.03 | 0 | 0.083 | 0 | 0.144 | 0 | 0.387 | 0 | 0.033 | 0 | 0.397 | 0 | 0.601
2024-03-03 22:00 | 0 | 0.216 | 0 | 0.192 | 0 | 0.012 | 0 | 0.13 | 0 | 0.1 | 0 | 0.432 | 0 | 0.024 | 0 | 0.349 | 0 | 0.652
2024-03-03 23:00 | 0 | 0.297 | 0 | 0.139 | 0 | 0.005 | 0 | 0.169 | 0 | 0.054 | 0 | 0.493 | 0 | 0.019 | 0 | 0.309 | 0 | 0.646
2024-03-04 | 0 | 0.303 | 0 | 0.117 | 0 | 0.002 | 0 | 0.187 | 0 | 0.022 | 0 | 0.549 | 0 | 0.015 | 0 | 0.327 | 0 | 0.633
2024-03-04 01:00 | 0 | 0.29 | 0 | 0.113 | 0 | 0.001 | 0 | 0.191 | 0 | 0.006 | 0 | 0.538 | 0 | 0.012 | 0 | 0.342 | 0 | 0.619
2024-03-04 02:00 | 0 | 0.252 | 0 | 0.149 | 0 | 0.001 | 0 | 0.187 | 0 | 0.001 | 0 | 0.51 | 0 | 0.012 | 0 | 0.324 | 0 | 0.642
2024-03-04 03:00 | 0 | 0.234 | 0 | 0.219 | 0 | 0.003 | 0 | 0.189 | 0 | 0 | 0 | 0.43 | 0 | 0.016 | 0 | 0.294 | 0 | 0.675
2024-03-04 04:00 | 0 | 0.195 | 0 | 0.249 | 0 | 0.011 | 0 | 0.196 | 0 | 0 | 0 | 0.332 | 0 | 0.031 | 0 | 0.249 | 0 | 0.733
2024-03-04 05:00 | 0 | 0.109 | 0 | 0.223 | 0 | 0.03 | 0 | 0.189 | 0 | 0.006 | 0 | 0.241 | 0 | 0.06 | 0 | 0.196 | 0 | 0.743
2024-03-04 06:00 | 0.033 | 0.029 | 0.027 | 0.163 | 0.042 | 0.046 | 0.057 | 0.123 | 0.058 | 0.021 | 0.005 | 0.161 | 0.034 | 0.074 | 0.002 | 0.158 | 0.063 | 0.604
2024-03-04 07:00 | 0.215 | 0.001 | 0.24 | 0.122 | 0.266 | 0.023 | 0.262 | 0.094 | 0.274 | 0.015 | 0.168 | 0.054 | 0.246 | 0.03 | 0.129 | 0.119 | 0.196 | 0.509
2024-03-04 08:00 | 0.432 | 0 | 0.46 | 0.169 | 0.47 | 0.025 | 0.465 | 0.026 | 0.472 | 0.006 | 0.393 | 0.05 | 0.45 | 0.041 | 0.362 | 0.09 | 0.351 | 0.433
2024-03-04 09:00 | 0.601 | 0.004 | 0.617 | 0.128 | 0.623 | 0.014 | 0.614 | 0.024 | 0.612 | 0 | 0.566 | 0 | 0.604 | 0.032 | 0.56 | 0.052 | 0.534 | 0.321
2024-03-04 10:00 | 0.729 | 0.035 | 0.72 | 0.122 | 0.721 | 0.008 | 0.71 | 0.05 | 0.704 | 0 | 0.687 | 0 | 0.699 | 0.021 | 0.701 | 0.029 | 0.627 | 0.209
2024-03-04 11:00 | 0.783 | 0.091 | 0.773 | 0.155 | 0.764 | 0.005 | 0.746 | 0.09 | 0.732 | 0 | 0.755 | 0.005 | 0.743 | 0.015 | 0.788 | 0.018 | 0.673 | 0.14
2024-03-04 12:00 | 0.784 | 0.17 | 0.78 | 0.179 | 0.756 | 0.005 | 0.729 | 0.128 | 0.695 | 0 | 0.777 | 0.024 | 0.744 | 0.013 | 0.822 | 0.011 | 0.695 | 0.111
2024-03-04 13:00 | 0.742 | 0.294 | 0.742 | 0.179 | 0.707 | 0.004 | 0.667 | 0.168 | 0.615 | 0 | 0.754 | 0.047 | 0.702 | 0.012 | 0.808 | 0.011 | 0.633 | 0.113
2024-03-04 14:00 | 0.632 | 0.495 | 0.66 | 0.159 | 0.605 | 0.005 | 0.557 | 0.226 | 0.48 | 0.002 | 0.688 | 0.068 | 0.608 | 0.012 | 0.746 | 0.054 | 0.476 | 0.116
2024-03-04 15:00 | 0.503 | 0.72 | 0.528 | 0.132 | 0.449 | 0.006 | 0.413 | 0.296 | 0.328 | 0.02 | 0.575 | 0.08 | 0.474 | 0.015 | 0.634 | 0.106 | 0.287 | 0.121
2024-03-04 16:00 | 0.325 | 0.84 | 0.348 | 0.103 | 0.251 | 0.013 | 0.231 | 0.403 | 0.173 | 0.102 | 0.412 | 0.08 | 0.294 | 0.031 | 0.469 | 0.179 | 0.177 | 0.115
2024-03-04 17:00 | 0.119 | 0.879 | 0.137 | 0.089 | 0.07 | 0.048 | 0.06 | 0.495 | 0.048 | 0.258 | 0.208 | 0.069 | 0.101 | 0.077 | 0.259 | 0.288 | 0.044 | 0.102
2024-03-04 18:00 | 0.002 | 0.861 | 0.002 | 0.109 | 0 | 0.156 | 0 | 0.459 | 0 | 0.399 | 0.022 | 0.08 | 0 | 0.201 | 0.053 | 0.386 | 0 | 0.078
2024-03-04 19:00 | 0 | 0.84 | 0 | 0.167 | 0 | 0.298 | 0 | 0.451 | 0 | 0.42 | 0 | 0.095 | 0 | 0.377 | 0 | 0.358 | 0 | 0.063
2024-03-04 20:00 | 0 | 0.825 | 0 | 0.274 | 0 | 0.433 | 0 | 0.415 | 0 | 0.374 | 0 | 0.083 | 0 | 0.529 | 0 | 0.325 | 0 | 0.062
2024-03-04 21:00 | 0 | 0.786 | 0 | 0.448 | 0 | 0.436 | 0 | 0.433 | 0 | 0.324 | 0 | 0.058 | 0 | 0.6 | 0 | 0.324 | 0 | 0.063
2024-03-04 22:00 | 0 | 0.737 | 0 | 0.647 | 0 | 0.413 | 0 | 0.481 | 0 | 0.305 | 0 | 0.034 | 0 | 0.645 | 0 | 0.289 | 0 | 0.057
2024-03-04 23:00 | 0 | 0.676 | 0 | 0.765 | 0 | 0.447 | 0 | 0.511 | 0 | 0.223 | 0 | 0.017 | 0 | 0.638 | 0 | 0.27 | 0 | 0.058
2024-03-05 | 0 | 0.676 | 0 | 0.762 | 0 | 0.418 | 0 | 0.477 | 0 | 0.1 | 0 | 0.012 | 0 | 0.64 | 0 | 0.245 | 0 | 0.067
2024-03-05 01:00 | 0 | 0.682 | 0 | 0.729 | 0 | 0.312 | 0 | 0.366 | 0 | 0.068 | 0 | 0.019 | 0 | 0.498 | 0 | 0.191 | 0 | 0.077
2024-03-05 02:00 | 0 | 0.699 | 0 | 0.726 | 0 | 0.208 | 0 | 0.325 | 0 | 0.076 | 0 | 0.046 | 0 | 0.283 | 0 | 0.127 | 0 | 0.093
2024-03-05 03:00 | 0 | 0.723 | 0 | 0.724 | 0 | 0.14 | 0 | 0.332 | 0 | 0.086 | 0 | 0.101 | 0 | 0.146 | 0 | 0.069 | 0 | 0.119
2024-03-05 04:00 | 0 | 0.709 | 0 | 0.695 | 0 | 0.103 | 0 | 0.314 | 0 | 0.094 | 0 | 0.185 | 0 | 0.076 | 0 | 0.025 | 0 | 0.152
2024-03-05 05:00 | 0 | 0.678 | 0 | 0.641 | 0 | 0.089 | 0 | 0.269 | 0 | 0.103 | 0 | 0.325 | 0 | 0.067 | 0 | 0.005 | 0 | 0.182
2024-03-05 06:00 | 0.033 | 0.632 | 0.028 | 0.644 | 0.039 | 0.058 | 0.05 | 0.256 | 0.05 | 0.078 | 0.004 | 0.504 | 0.031 | 0.074 | 0.002 | 0 | 0.07 | 0.191
2024-03-05 07:00 | 0.237 | 0.613 | 0.179 | 0.768 | 0.222 | 0.031 | 0.26 | 0.355 | 0.263 | 0.05 | 0.166 | 0.419 | 0.184 | 0.11 | 0.121 | 0 | 0.27 | 0.236
2024-03-05 08:00 | 0.437 | 0.593 | 0.394 | 0.733 | 0.448 | 0.013 | 0.478 | 0.325 | 0.475 | 0.021 | 0.387 | 0.29 | 0.38 | 0.072 | 0.343 | 0.001 | 0.471 | 0.352
2024-03-05 09:00 | 0.584 | 0.431 | 0.532 | 0.606 | 0.607 | 0.003 | 0.631 | 0.27 | 0.628 | 0.008 | 0.556 | 0.523 | 0.526 | 0.031 | 0.538 | 0.016 | 0.621 | 0.466
2024-03-05 10:00 | 0.678 | 0.238 | 0.6 | 0.449 | 0.708 | 0.001 | 0.726 | 0.22 | 0.728 | 0.003 | 0.674 | 0.517 | 0.673 | 0.013 | 0.68 | 0.075 | 0.717 | 0.544
2024-03-05 11:00 | 0.724 | 0.162 | 0.612 | 0.311 | 0.76 | 0.001 | 0.771 | 0.192 | 0.775 | 0.002 | 0.743 | 0.476 | 0.731 | 0.009 | 0.769 | 0.162 | 0.763 | 0.608
2024-03-05 12:00 | 0.728 | 0.133 | 0.546 | 0.219 | 0.747 | 0.001 | 0.769 | 0.182 | 0.766 | 0.002 | 0.764 | 0.435 | 0.731 | 0.008 | 0.808 | 0.233 | 0.756 | 0.677
2024-03-05 13:00 | 0.691 | 0.108 | 0.351 | 0.16 | 0.678 | 0 | 0.724 | 0.193 | 0.695 | 0.002 | 0.742 | 0.4 | 0.681 | 0.007 | 0.798 | 0.286 | 0.696 | 0.747
2024-03-05 14:00 | 0.611 | 0.096 | 0.242 | 0.12 | 0.575 | 0 | 0.626 | 0.22 | 0.578 | 0.003 | 0.676 | 0.37 | 0.583 | 0.004 | 0.74 | 0.323 | 0.585 | 0.797
2024-03-05 15:00 | 0.484 | 0.123 | 0.167 | 0.098 | 0.434 | 0 | 0.482 | 0.256 | 0.421 | 0.005 | 0.563 | 0.338 | 0.442 | 0.002 | 0.63 | 0.339 | 0.425 | 0.834
2024-03-05 16:00 | 0.308 | 0.212 | 0.106 | 0.093 | 0.245 | 0 | 0.293 | 0.297 | 0.21 | 0.011 | 0.402 | 0.291 | 0.267 | 0 | 0.467 | 0.32 | 0.229 | 0.849
2024-03-05 17:00 | 0.116 | 0.376 | 0.038 | 0.117 | 0.063 | 0 | 0.085 | 0.321 | 0.064 | 0.037 | 0.196 | 0.235 | 0.085 | 0.001 | 0.258 | 0.256 | 0.054 | 0.831
2024-03-05 18:00 | 0.002 | 0.605 | 0 | 0.175 | 0 | 0.009 | 0 | 0.314 | 0 | 0.104 | 0.018 | 0.201 | 0 | 0.006 | 0.052 | 0.175 | 0 | 0.786
2024-03-05 19:00 | 0 | 0.466 | 0 | 0.216 | 0 | 0.031 | 0 | 0.293 | 0 | 0.14 | 0 | 0.354 | 0 | 0.021 | 0 | 0.089 | 0 | 0.764
2024-03-05 20:00 | 0 | 0.174 | 0 | 0.204 | 0 | 0.035 | 0 | 0.251 | 0 | 0.132 | 0 | 0.628 | 0 | 0.028 | 0 | 0.032 | 0 | 0.748
2024-03-05 21:00 | 0 | 0.023 | 0 | 0.175 | 0 | 0.026 | 0 | 0.227 | 0 | 0.121 | 0 | 0.741 | 0 | 0.028 | 0 | 0.005 | 0 | 0.727
2024-03-05 22:00 | 0 | 0.098 | 0 | 0.157 | 0 | 0.024 | 0 | 0.21 | 0 | 0.121 | 0 | 0.729 | 0 | 0.026 | 0 | 0 | 0 | 0.718
2024-03-05 23:00 | 0 | 0.538 | 0 | 0.159 | 0 | 0.02 | 0 | 0.193 | 0 | 0.106 | 0 | 0.645 | 0 | 0.019 | 0 | 0.002 | 0 | 0.73
2024-03-06 | 0 | 0.794 | 0 | 0.17 | 0 | 0.017 | 0 | 0.159 | 0 | 0.071 | 0 | 0.533 | 0 | 0.015 | 0 | 0.013 | 0 | 0.707
2024-03-06 01:00 | 0 | 0.808 | 0 | 0.17 | 0 | 0.019 | 0 | 0.135 | 0 | 0.034 | 0 | 0.444 | 0 | 0.017 | 0 | 0.03 | 0 | 0.699
2024-03-06 02:00 | 0 | 0.782 | 0 | 0.155 | 0 | 0.026 | 0 | 0.128 | 0 | 0.011 | 0 | 0.37 | 0 | 0.021 | 0 | 0.051 | 0 | 0.683
2024-03-06 03:00 | 0 | 0.718 | 0 | 0.135 | 0 | 0.03 | 0 | 0.139 | 0 | 0.002 | 0 | 0.28 | 0 | 0.022 | 0 | 0.073 | 0 | 0.661
2024-03-06 04:00 | 0 | 0.645 | 0 | 0.117 | 0 | 0.028 | 0 | 0.133 | 0 | 0.001 | 0 | 0.204 | 0 | 0.017 | 0 | 0.088 | 0 | 0.63
2024-03-06 05:00 | 0 | 0.63 | 0 | 0.116 | 0 | 0.033 | 0 | 0.114 | 0 | 0.002 | 0 | 0.176 | 0 | 0.015 | 0 | 0.092 | 0 | 0.574
2024-03-06 06:00 | 0.031 | 0.56 | 0.028 | 0.097 | 0.042 | 0.034 | 0.051 | 0.081 | 0.056 | 0.002 | 0.005 | 0.145 | 0.035 | 0.01 | 0.002 | 0.074 | 0.071 | 0.476
2024-03-06 07:00 | 0.186 | 0.547 | 0.232 | 0.024 | 0.234 | 0.028 | 0.245 | 0.093 | 0.26 | 0.004 | 0.161 | 0.084 | 0.236 | 0.006 | 0.092 | 0.036 | 0.261 | 0.432
2024-03-06 08:00 | 0.393 | 0.556 | 0.427 | 0.047 | 0.45 | 0.007 | 0.473 | 0.109 | 0.482 | 0.004 | 0.382 | 0.042 | 0.439 | 0.001 | 0.235 | 0.033 | 0.465 | 0.506
2024-03-06 09:00 | 0.576 | 0.501 | 0.576 | 0.026 | 0.584 | 0 | 0.63 | 0.135 | 0.632 | 0.003 | 0.556 | 0.022 | 0.583 | 0 | 0.285 | 0.071 | 0.617 | 0.547
2024-03-06 10:00 | 0.698 | 0.45 | 0.681 | 0.013 | 0.666 | 0 | 0.733 | 0.159 | 0.728 | 0.001 | 0.674 | 0.001 | 0.678 | 0 | 0.367 | 0.167 | 0.712 | 0.544
2024-03-06 11:00 | 0.755 | 0.454 | 0.737 | 0.009 | 0.699 | 0 | 0.783 | 0.16 | 0.774 | 0 | 0.744 | 0.054 | 0.726 | 0 | 0.434 | 0.358 | 0.75 | 0.556
2024-03-06 12:00 | 0.762 | 0.583 | 0.747 | 0.008 | 0.705 | 0 | 0.781 | 0.146 | 0.765 | 0 | 0.758 | 0.164 | 0.727 | 0 | 0.453 | 0.586 | 0.728 | 0.534
2024-03-06 13:00 | 0.724 | 0.682 | 0.714 | 0.009 | 0.63 | 0.002 | 0.734 | 0.133 | 0.672 | 0 | 0.741 | 0.296 | 0.671 | 0 | 0.477 | 0.739 | 0.645 | 0.488
2024-03-06 14:00 | 0.623 | 0.732 | 0.635 | 0.009 | 0.51 | 0.006 | 0.638 | 0.118 | 0.553 | 0 | 0.677 | 0.397 | 0.563 | 0 | 0.441 | 0.82 | 0.522 | 0.444
2024-03-06 15:00 | 0.41 | 0.72 | 0.489 | 0.008 | 0.327 | 0.015 | 0.493 | 0.105 | 0.383 | 0 | 0.565 | 0.456 | 0.415 | 0 | 0.355 | 0.852 | 0.352 | 0.415
2024-03-06 16:00 | 0.196 | 0.644 | 0.27 | 0.005 | 0.18 | 0.026 | 0.296 | 0.101 | 0.185 | 0.001 | 0.396 | 0.484 | 0.237 | 0.002 | 0.238 | 0.859 | 0.175 | 0.385
2024-03-06 17:00 | 0.075 | 0.534 | 0.082 | 0.002 | 0.066 | 0.038 | 0.079 | 0.121 | 0.049 | 0.003 | 0.184 | 0.479 | 0.073 | 0.006 | 0.103 | 0.859 | 0.038 | 0.311
2024-03-06 18:00 | 0.001 | 0.282 | 0.001 | 0.006 | 0 | 0.054 | 0 | 0.217 | 0 | 0.01 | 0.018 | 0.461 | 0 | 0.012 | 0.018 | 0.863 | 0 | 0.205
2024-03-06 19:00 | 0 | 0.143 | 0 | 0.047 | 0 | 0.045 | 0 | 0.307 | 0 | 0.013 | 0 | 0.54 | 0 | 0.013 | 0 | 0.86 | 0 | 0.13
2024-03-06 20:00 | 0 | 0.089 | 0 | 0.131 | 0 | 0.021 | 0 | 0.312 | 0 | 0.015 | 0 | 0.606 | 0 | 0.007 | 0 | 0.858 | 0 | 0.101
2024-03-06 21:00 | 0 | 0.058 | 0 | 0.184 | 0 | 0.006 | 0 | 0.273 | 0 | 0.032 | 0 | 0.706 | 0 | 0.005 | 0 | 0.873 | 0 | 0.096
2024-03-06 22:00 | 0 | 0.073 | 0 | 0.205 | 0 | 0.002 | 0 | 0.223 | 0 | 0.084 | 0 | 0.758 | 0 | 0.014 | 0 | 0.851 | 0 | 0.077
2024-03-06 23:00 | 0 | 0.179 | 0 | 0.199 | 0 | 0.005 | 0 | 0.192 | 0 | 0.153 | 0 | 0.75 | 0 | 0.053 | 0 | 0.816 | 0 | 0.042
2024-03-07 | 0 | 0.367 | 0 | 0.157 | 0 | 0.02 | 0 | 0.174 | 0 | 0.178 | 0 | 0.712 | 0 | 0.101 | 0 | 0.781 | 0 | 0.028
2024-03-07 01:00 | 0 | 0.531 | 0 | 0.078 | 0 | 0.054 | 0 | 0.158 | 0 | 0.158 | 0 | 0.63 | 0 | 0.125 | 0 | 0.75 | 0 | 0.023
2024-03-07 02:00 | 0 | 0.615 | 0 | 0.034 | 0 | 0.093 | 0 | 0.144 | 0 | 0.125 | 0 | 0.485 | 0 | 0.123 | 0 | 0.739 | 0 | 0.017
2024-03-07 03:00 | 0 | 0.61 | 0 | 0.038 | 0 | 0.11 | 0 | 0.13 | 0 | 0.08 | 0 | 0.318 | 0 | 0.104 | 0 | 0.724 | 0 | 0.003
2024-03-07 04:00 | 0 | 0.595 | 0 | 0.082 | 0 | 0.106 | 0 | 0.112 | 0 | 0.048 | 0 | 0.236 | 0 | 0.07 | 0 | 0.701 | 0 | 0.028
2024-03-07 05:00 | 0 | 0.594 | 0 | 0.139 | 0 | 0.083 | 0 | 0.093 | 0 | 0.021 | 0 | 0.201 | 0 | 0.042 | 0 | 0.678 | 0 | 0.117
2024-03-07 06:00 | 0.016 | 0.634 | 0.026 | 0.14 | 0.043 | 0.046 | 0.054 | 0.058 | 0.056 | 0.005 | 0.004 | 0.161 | 0.034 | 0.02 | 0.001 | 0.654 | 0.048 | 0.217
2024-03-07 07:00 | 0.087 | 0.737 | 0.209 | 0.072 | 0.252 | 0.035 | 0.255 | 0.044 | 0.273 | 0.008 | 0.165 | 0.07 | 0.237 | 0.014 | 0.082 | 0.677 | 0.185 | 0.32
2024-03-07 08:00 | 0.163 | 0.756 | 0.428 | 0.031 | 0.46 | 0.013 | 0.477 | 0.003 | 0.479 | 0.002 | 0.392 | 0.007 | 0.444 | 0.013 | 0.264 | 0.785 | 0.344 | 0.373
2024-03-07 09:00 | 0.231 | 0.748 | 0.582 | 0.046 | 0.617 | 0.001 | 0.628 | 0.001 | 0.632 | 0 | 0.57 | 0 | 0.603 | 0.001 | 0.466 | 0.788 | 0.48 | 0.369
2024-03-07 10:00 | 0.294 | 0.729 | 0.691 | 0.057 | 0.715 | 0 | 0.719 | 0.008 | 0.725 | 0 | 0.687 | 0.038 | 0.706 | 0 | 0.613 | 0.754 | 0.577 | 0.343
2024-03-07 11:00 | 0.305 | 0.725 | 0.725 | 0.064 | 0.748 | 0 | 0.751 | 0.02 | 0.747 | 0 | 0.757 | 0.111 | 0.755 | 0 | 0.614 | 0.703 | 0.638 | 0.332
2024-03-07 12:00 | 0.226 | 0.73 | 0.676 | 0.073 | 0.718 | 0.001 | 0.719 | 0.031 | 0.717 | 0 | 0.78 | 0.198 | 0.747 | 0 | 0.563 | 0.664 | 0.625 | 0.345
2024-03-07 13:00 | 0.228 | 0.735 | 0.619 | 0.072 | 0.643 | 0.001 | 0.677 | 0.036 | 0.62 | 0 | 0.757 | 0.29 | 0.695 | 0.001 | 0.469 | 0.674 | 0.54 | 0.367
2024-03-07 14:00 | 0.198 | 0.731 | 0.546 | 0.067 | 0.537 | 0.001 | 0.589 | 0.041 | 0.494 | 0 | 0.691 | 0.346 | 0.595 | 0.001 | 0.387 | 0.725 | 0.432 | 0.367
2024-03-07 15:00 | 0.168 | 0.732 | 0.449 | 0.059 | 0.367 | 0.002 | 0.435 | 0.052 | 0.332 | 0 | 0.576 | 0.367 | 0.445 | 0 | 0.308 | 0.773 | 0.28 | 0.341
2024-03-07 16:00 | 0.108 | 0.745 | 0.29 | 0.054 | 0.186 | 0.002 | 0.244 | 0.086 | 0.164 | 0.001 | 0.412 | 0.355 | 0.258 | 0 | 0.224 | 0.801 | 0.132 | 0.291
2024-03-07 17:00 | 0.039 | 0.701 | 0.089 | 0.074 | 0.059 | 0.003 | 0.058 | 0.16 | 0.047 | 0.011 | 0.205 | 0.321 | 0.075 | 0 | 0.136 | 0.801 | 0.028 | 0.233
2024-03-07 18:00 | 0 | 0.629 | 0 | 0.169 | 0 | 0.005 | 0 | 0.284 | 0 | 0.046 | 0.02 | 0.321 | 0 | 0 | 0.03 | 0.768 | 0 | 0.237
2024-03-07 19:00 | 0 | 0.604 | 0 | 0.31 | 0 | 0.003 | 0 | 0.369 | 0 | 0.101 | 0 | 0.383 | 0 | 0.003 | 0 | 0.692 | 0 | 0.314
2024-03-07 20:00 | 0 | 0.615 | 0 | 0.264 | 0 | 0.005 | 0 | 0.353 | 0 | 0.152 | 0 | 0.358 | 0 | 0.03 | 0 | 0.654 | 0 | 0.367
2024-03-07 21:00 | 0 | 0.644 | 0 | 0.146 | 0 | 0.024 | 0 | 0.358 | 0 | 0.191 | 0 | 0.302 | 0 | 0.086 | 0 | 0.635 | 0 | 0.383
2024-03-07 22:00 | 0 | 0.627 | 0 | 0.108 | 0 | 0.077 | 0 | 0.391 | 0 | 0.203 | 0 | 0.27 | 0 | 0.132 | 0 | 0.602 | 0 | 0.348
2024-03-07 23:00 | 0 | 0.588 | 0 | 0.09 | 0 | 0.134 | 0 | 0.401 | 0 | 0.191 | 0 | 0.266 | 0 | 0.157 | 0 | 0.56 | 0 | 0.276
2024-03-08 | 0 | 0.561 | 0 | 0.079 | 0 | 0.167 | 0 | 0.348 | 0 | 0.152 | 0 | 0.27 | 0 | 0.185 | 0 | 0.519 | 0 | 0.182
2024-03-08 01:00 | 0 | 0.516 | 0 | 0.101 | 0 | 0.209 | 0 | 0.254 | 0 | 0.112 | 0 | 0.266 | 0 | 0.22 | 0 | 0.484 | 0 | 0.115
2024-03-08 02:00 | 0 | 0.513 | 0 | 0.172 | 0 | 0.224 | 0 | 0.178 | 0 | 0.071 | 0 | 0.24 | 0 | 0.22 | 0 | 0.47 | 0 | 0.09
2024-03-08 03:00 | 0 | 0.588 | 0 | 0.27 | 0 | 0.221 | 0 | 0.145 | 0 | 0.043 | 0 | 0.196 | 0 | 0.249 | 0 | 0.451 | 0 | 0.076
2024-03-08 04:00 | 0 | 0.668 | 0 | 0.352 | 0 | 0.187 | 0 | 0.113 | 0 | 0.026 | 0 | 0.149 | 0 | 0.234 | 0 | 0.458 | 0 | 0.059
2024-03-08 05:00 | 0 | 0.659 | 0 | 0.4 | 0 | 0.155 | 0 | 0.066 | 0 | 0.014 | 0 | 0.118 | 0 | 0.17 | 0 | 0.462 | 0 | 0.05
2024-03-08 06:00 | 0.018 | 0.63 | 0.029 | 0.348 | 0.035 | 0.147 | 0.049 | 0.069 | 0.045 | 0.007 | 0.004 | 0.107 | 0.031 | 0.12 | 0.001 | 0.468 | 0.079 | 0.031
2024-03-08 07:00 | 0.104 | 0.613 | 0.245 | 0.217 | 0.23 | 0.145 | 0.25 | 0.065 | 0.217 | 0.012 | 0.138 | 0.077 | 0.219 | 0.088 | 0.089 | 0.447 | 0.287 | 0.006
2024-03-08 08:00 | 0.195 | 0.557 | 0.456 | 0.251 | 0.45 | 0.127 | 0.469 | 0.013 | 0.396 | 0.021 | 0.337 | 0.033 | 0.429 | 0.067 | 0.211 | 0.504 | 0.488 | 0
2024-03-08 09:00 | 0.282 | 0.471 | 0.61 | 0.227 | 0.603 | 0.088 | 0.604 | 0 | 0.588 | 0.026 | 0.513 | 0 | 0.591 | 0.057 | 0.306 | 0.516 | 0.637 | 0
2024-03-08 10:00 | 0.426 | 0.386 | 0.715 | 0.205 | 0.713 | 0.058 | 0.709 | 0 | 0.694 | 0.028 | 0.642 | 0.001 | 0.7 | 0.049 | 0.441 | 0.476 | 0.73 | 0
2024-03-08 11:00 | 0.446 | 0.374 | 0.77 | 0.211 | 0.759 | 0.038 | 0.742 | 0 | 0.734 | 0.019 | 0.738 | 0.095 | 0.748 | 0.037 | 0.5 | 0.493 | 0.778 | 0.013
2024-03-08 12:00 | 0.478 | 0.424 | 0.776 | 0.256 | 0.745 | 0.027 | 0.726 | 0 | 0.722 | 0.01 | 0.782 | 0.241 | 0.74 | 0.027 | 0.487 | 0.583 | 0.752 | 0.041
2024-03-08 13:00 | 0.466 | 0.479 | 0.703 | 0.331 | 0.697 | 0.022 | 0.674 | 0 | 0.665 | 0.006 | 0.765 | 0.409 | 0.701 | 0.02 | 0.508 | 0.718 | 0.679 | 0.065
2024-03-08 14:00 | 0.413 | 0.523 | 0.494 | 0.392 | 0.591 | 0.018 | 0.573 | 0 | 0.573 | 0.003 | 0.698 | 0.56 | 0.61 | 0.011 | 0.421 | 0.819 | 0.564 | 0.075
2024-03-08 15:00 | 0.323 | 0.568 | 0.258 | 0.464 | 0.44 | 0.012 | 0.431 | 0 | 0.411 | 0.002 | 0.583 | 0.663 | 0.478 | 0.005 | 0.358 | 0.866 | 0.401 | 0.069
2024-03-08 16:00 | 0.19 | 0.613 | 0.147 | 0.416 | 0.264 | 0.007 | 0.238 | 0.002 | 0.233 | 0.001 | 0.417 | 0.702 | 0.301 | 0.001 | 0.274 | 0.881 | 0.216 | 0.053
2024-03-08 17:00 | 0.063 | 0.59 | 0.055 | 0.318 | 0.09 | 0.006 | 0.057 | 0.01 | 0.072 | 0.002 | 0.207 | 0.666 | 0.104 | 0 | 0.139 | 0.866 | 0.05 | 0.041
2024-03-08 18:00 | 0 | 0.494 | 0 | 0.358 | 0 | 0.019 | 0 | 0.04 | 0 | 0.011 | 0.019 | 0.568 | 0 | 0.001 | 0.023 | 0.789 | 0 | 0.031
2024-03-08 19:00 | 0 | 0.444 | 0 | 0.168 | 0 | 0.043 | 0 | 0.07 | 0 | 0.02 | 0 | 0.566 | 0 | 0.01 | 0 | 0.668 | 0 | 0.035
2024-03-08 20:00 | 0 | 0.428 | 0 | 0.019 | 0 | 0.066 | 0 | 0.085 | 0 | 0.018 | 0 | 0.586 | 0 | 0.031 | 0 | 0.636 | 0 | 0.048
2024-03-08 21:00 | 0 | 0.407 | 0 | 0.047 | 0 | 0.083 | 0 | 0.1 | 0 | 0.021 | 0 | 0.588 | 0 | 0.043 | 0 | 0.63 | 0 | 0.047
2024-03-08 22:00 | 0 | 0.369 | 0 | 0.094 | 0 | 0.076 | 0 | 0.115 | 0 | 0.029 | 0 | 0.556 | 0 | 0.029 | 0 | 0.606 | 0 | 0.039
2024-03-08 23:00 | 0 | 0.352 | 0 | 0.13 | 0 | 0.024 | 0 | 0.119 | 0 | 0.014 | 0 | 0.55 | 0 | 0.004 | 0 | 0.552 | 0 | 0.032
2024-03-09 | 0 | 0.328 | 0 | 0.169 | 0 | 0 | 0 | 0.102 | 0 | 0.001 | 0 | 0.548 | 0 | 0 | 0 | 0.53 | 0 | 0.026
2024-03-09 01:00 | 0 | 0.328 | 0 | 0.228 | 0 | 0.002 | 0 | 0.079 | 0 | 0 | 0 | 0.429 | 0 | 0.027 | 0 | 0.55 | 0 | 0.023
2024-03-09 02:00 | 0 | 0.364 | 0 | 0.284 | 0 | 0.037 | 0 | 0.059 | 0 | 0.011 | 0 | 0.31 | 0 | 0.111 | 0 | 0.491 | 0 | 0.036
2024-03-09 03:00 | 0 | 0.37 | 0 | 0.325 | 0 | 0.137 | 0 | 0.051 | 0 | 0.065 | 0 | 0.243 | 0 | 0.22 | 0 | 0.512 | 0 | 0.061
2024-03-09 04:00 | 0 | 0.349 | 0 | 0.358 | 0 | 0.272 | 0 | 0.061 | 0 | 0.144 | 0 | 0.205 | 0 | 0.329 | 0 | 0.525 | 0 | 0.078
2024-03-09 05:00 | 0 | 0.381 | 0 | 0.405 | 0 | 0.313 | 0 | 0.076 | 0 | 0.152 | 0 | 0.184 | 0 | 0.345 | 0 | 0.553 | 0 | 0.082
2024-03-09 06:00 | 0.014 | 0.525 | 0.028 | 0.363 | 0.045 | 0.238 | 0.057 | 0.059 | 0.058 | 0.087 | 0.003 | 0.186 | 0.035 | 0.251 | 0 | 0.564 | 0.028 | 0.076
2024-03-09 07:00 | 0.08 | 0.659 | 0.248 | 0.178 | 0.268 | 0.11 | 0.272 | 0.032 | 0.283 | 0.018 | 0.169 | 0.233 | 0.246 | 0.133 | 0.081 | 0.543 | 0.123 | 0.103
2024-03-09 08:00 | 0.152 | 0.785 | 0.462 | 0.104 | 0.474 | 0.053 | 0.471 | 0.011 | 0.487 | 0.009 | 0.402 | 0.202 | 0.452 | 0.137 | 0.241 | 0.715 | 0.295 | 0.151
2024-03-09 09:00 | 0.227 | 0.824 | 0.623 | 0.088 | 0.63 | 0.012 | 0.621 | 0.009 | 0.639 | 0.001 | 0.588 | 0.167 | 0.609 | 0.087 | 0.414 | 0.788 | 0.452 | 0.186
2024-03-09 10:00 | 0.304 | 0.84 | 0.729 | 0.097 | 0.73 | 0.006 | 0.696 | 0.013 | 0.735 | 0 | 0.714 | 0.089 | 0.711 | 0.058 | 0.552 | 0.781 | 0.578 | 0.228
2024-03-09 11:00 | 0.385 | 0.842 | 0.784 | 0.118 | 0.78 | 0.004 | 0.704 | 0.018 | 0.783 | 0 | 0.784 | 0.052 | 0.765 | 0.036 | 0.63 | 0.791 | 0.609 | 0.278
2024-03-09 12:00 | 0.416 | 0.829 | 0.791 | 0.155 | 0.776 | 0.006 | 0.702 | 0.022 | 0.78 | 0 | 0.807 | 0.112 | 0.766 | 0.027 | 0.657 | 0.819 | 0.599 | 0.35
2024-03-09 13:00 | 0.431 | 0.819 | 0.753 | 0.208 | 0.643 | 0.01 | 0.621 | 0.028 | 0.729 | 0 | 0.786 | 0.238 | 0.71 | 0.025 | 0.575 | 0.853 | 0.538 | 0.454
2024-03-09 14:00 | 0.378 | 0.832 | 0.658 | 0.3 | 0.515 | 0.013 | 0.478 | 0.037 | 0.585 | 0 | 0.719 | 0.379 | 0.606 | 0.022 | 0.408 | 0.887 | 0.431 | 0.551
2024-03-09 15:00 | 0.305 | 0.864 | 0.476 | 0.447 | 0.331 | 0.014 | 0.343 | 0.054 | 0.38 | 0.003 | 0.603 | 0.515 | 0.402 | 0.018 | 0.277 | 0.922 | 0.312 | 0.618
2024-03-09 16:00 | 0.192 | 0.878 | 0.224 | 0.527 | 0.196 | 0.013 | 0.185 | 0.09 | 0.185 | 0.021 | 0.435 | 0.59 | 0.226 | 0.014 | 0.17 | 0.943 | 0.171 | 0.629
2024-03-09 17:00 | 0.07 | 0.87 | 0.063 | 0.439 | 0.059 | 0.017 | 0.057 | 0.161 | 0.048 | 0.103 | 0.219 | 0.61 | 0.074 | 0.016 | 0.081 | 0.921 | 0.039 | 0.553
2024-03-09 18:00 | 0 | 0.849 | 0 | 0.354 | 0 | 0.026 | 0 | 0.285 | 0 | 0.253 | 0.02 | 0.58 | 0 | 0.045 | 0.014 | 0.834 | 0 | 0.472
2024-03-09 19:00 | 0 | 0.817 | 0 | 0.41 | 0 | 0.043 | 0 | 0.38 | 0 | 0.325 | 0 | 0.594 | 0 | 0.155 | 0 | 0.786 | 0 | 0.41
2024-03-09 20:00 | 0 | 0.827 | 0 | 0.602 | 0 | 0.153 | 0 | 0.386 | 0 | 0.344 | 0 | 0.535 | 0 | 0.328 | 0 | 0.765 | 0 | 0.329
2024-03-09 21:00 | 0 | 0.871 | 0 | 0.352 | 0 | 0.364 | 0 | 0.38 | 0 | 0.294 | 0 | 0.482 | 0 | 0.454 | 0 | 0.744 | 0 | 0.263
2024-03-09 22:00 | 0 | 0.911 | 0 | 0.087 | 0 | 0.469 | 0 | 0.388 | 0 | 0.224 | 0 | 0.442 | 0 | 0.479 | 0 | 0.718 | 0 | 0.223
2024-03-09 23:00 | 0 | 0.941 | 0 | 0.119 | 0 | 0.395 | 0 | 0.389 | 0 | 0.182 | 0 | 0.414 | 0 | 0.443 | 0 | 0.741 | 0 | 0.217
2024-03-10 | 0 | 0.936 | 0 | 0.202 | 0 | 0.408 | 0 | 0.432 | 0 | 0.159 | 0 | 0.4 | 0 | 0.571 | 0 | 0.867 | 0 | 0.249
2024-03-10 01:00 | 0 | 0.936 | 0 | 0.298 | 0 | 0.364 | 0 | 0.391 | 0 | 0.15 | 0 | 0.361 | 0 | 0.633 | 0 | 0.845 | 0 | 0.253
2024-03-10 02:00 | 0 | 0.951 | 0 | 0.447 | 0 | 0.326 | 0 | 0.37 | 0 | 0.135 | 0 | 0.282 | 0 | 0.525 | 0 | 0.819 | 0 | 0.251
2024-03-10 03:00 | 0 | 0.942 | 0 | 0.494 | 0 | 0.199 | 0 | 0.325 | 0 | 0.117 | 0 | 0.206 | 0 | 0.391 | 0 | 0.759 | 0 | 0.243
2024-03-10 04:00 | 0 | 0.931 | 0 | 0.512 | 0 | 0.112 | 0 | 0.311 | 0 | 0.122 | 0 | 0.154 | 0 | 0.259 | 0 | 0.686 | 0 | 0.225
2024-03-10 05:00 | 0 | 0.917 | 0 | 0.495 | 0 | 0.087 | 0 | 0.264 | 0 | 0.131 | 0 | 0.12 | 0 | 0.231 | 0 | 0.624 | 0 | 0.197
2024-03-10 06:00 | 0.029 | 0.896 | 0.028 | 0.481 | 0.028 | 0.068 | 0.044 | 0.233 | 0.04 | 0.107 | 0.003 | 0.076 | 0.029 | 0.22 | 0 | 0.615 | 0.054 | 0.155
2024-03-10 07:00 | 0.215 | 0.917 | 0.221 | 0.501 | 0.165 | 0.148 | 0.205 | 0.355 | 0.182 | 0.129 | 0.174 | 0.016 | 0.174 | 0.342 | 0.043 | 0.587 | 0.213 | 0.131
2024-03-10 08:00 | 0.416 | 0.929 | 0.42 | 0.676 | 0.36 | 0.159 | 0.462 | 0.299 | 0.356 | 0.119 | 0.406 | 0.004 | 0.381 | 0.291 | 0.115 | 0.621 | 0.385 | 0.107
2024-03-10 09:00 | 0.584 | 0.889 | 0.533 | 0.722 | 0.576 | 0.104 | 0.622 | 0.211 | 0.544 | 0.082 | 0.585 | 0.009 | 0.577 | 0.201 | 0.187 | 0.693 | 0.523 | 0.096
2024-03-10 10:00 | 0.678 | 0.8 | 0.571 | 0.718 | 0.643 | 0.068 | 0.72 | 0.171 | 0.67 | 0.055 | 0.709 | 0.031 | 0.664 | 0.144 | 0.281 | 0.737 | 0.579 | 0.112
2024-03-10 11:00 | 0.723 | 0.694 | 0.579 | 0.687 | 0.654 | 0.041 | 0.766 | 0.155 | 0.696 | 0.035 | 0.78 | 0.093 | 0.702 | 0.1 | 0.4 | 0.73 | 0.618 | 0.142
2024-03-10 12:00 | 0.737 | 0.695 | 0.592 | 0.624 | 0.61 | 0.021 | 0.764 | 0.141 | 0.657 | 0.019 | 0.802 | 0.196 | 0.687 | 0.062 | 0.498 | 0.646 | 0.629 | 0.179
2024-03-10 13:00 | 0.697 | 0.808 | 0.563 | 0.527 | 0.551 | 0.01 | 0.712 | 0.127 | 0.595 | 0.012 | 0.779 | 0.303 | 0.632 | 0.037 | 0.48 | 0.46 | 0.574 | 0.222
2024-03-10 14:00 | 0.56 | 0.881 | 0.498 | 0.422 | 0.454 | 0.004 | 0.614 | 0.121 | 0.51 | 0.008 | 0.71 | 0.388 | 0.544 | 0.019 | 0.433 | 0.218 | 0.468 | 0.259
2024-03-10 15:00 | 0.3 | 0.924 | 0.374 | 0.319 | 0.353 | 0.001 | 0.465 | 0.13 | 0.351 | 0.006 | 0.593 | 0.425 | 0.416 | 0.008 | 0.288 | 0.057 | 0.312 | 0.278
2024-03-10 16:00 | 0.098 | 0.919 | 0.229 | 0.249 | 0.199 | 0 | 0.278 | 0.155 | 0.166 | 0.007 | 0.425 | 0.476 | 0.259 | 0.003 | 0.215 | 0.003 | 0.147 | 0.286
2024-03-10 17:00 | 0.023 | 0.899 | 0.089 | 0.214 | 0.06 | 0.001 | 0.076 | 0.201 | 0.049 | 0.014 | 0.211 | 0.481 | 0.078 | 0.002 | 0.109 | 0 | 0.026 | 0.251
2024-03-10 18:00 | 0 | 0.887 | 0 | 0.283 | 0 | 0.006 | 0 | 0.258 | 0 | 0.037 | 0.018 | 0.359 | 0 | 0.008 | 0.022 | 0.002 | 0 | 0.241
2024-03-10 19:00 | 0 | 0.891 | 0 | 0.481 | 0 | 0.041 | 0 | 0.283 | 0 | 0.09 | 0 | 0.235 | 0 | 0.045 | 0 | 0.004 | 0 | 0.243
2024-03-10 20:00 | 0 | 0.906 | 0 | 0.681 | 0 | 0.12 | 0 | 0.286 | 0 | 0.162 | 0 | 0.176 | 0 | 0.148 | 0 | 0.007 | 0 | 0.235
2024-03-10 21:00 | 0 | 0.837 | 0 | 0.71 | 0 | 0.22 | 0 | 0.304 | 0 | 0.219 | 0 | 0.175 | 0 | 0.278 | 0 | 0.027 | 0 | 0.252
2024-03-10 22:00 | 0 | 0.679 | 0 | 0.484 | 0 | 0.283 | 0 | 0.323 | 0 | 0.225 | 0 | 0.208 | 0 | 0.347 | 0 | 0.059 | 0 | 0.305
2024-03-10 23:00 | 0 | 0.585 | 0 | 0.209 | 0 | 0.311 | 0 | 0.326 | 0 | 0.199 | 0 | 0.261 | 0 | 0.334 | 0 | 0.07 | 0 | 0.391
2024-03-11 | 0 | 0.519 | 0 | 0.159 | 0 | 0.325 | 0 | 0.302 | 0 | 0.188 | 0 | 0.271 | 0 | 0.319 | 0 | 0.054 | 0 | 0.471
2024-03-11 01:00 | 0 | 0.449 | 0 | 0.132 | 0 | 0.315 | 0 | 0.261 | 0 | 0.179 | 0 | 0.237 | 0 | 0.309 | 0 | 0.029 | 0 | 0.469
2024-03-11 02:00 | 0 | 0.359 | 0 | 0.155 | 0 | 0.288 | 0 | 0.209 | 0 | 0.167 | 0 | 0.176 | 0 | 0.295 | 0 | 0.004 | 0 | 0.439
2024-03-11 03:00 | 0 | 0.389 | 0 | 0.222 | 0 | 0.252 | 0 | 0.17 | 0 | 0.139 | 0 | 0.129 | 0 | 0.27 | 0 | 0 | 0 | 0.422
2024-03-11 04:00 | 0 | 0.398 | 0 | 0.323 | 0 | 0.243 | 0 | 0.155 | 0 | 0.121 | 0 | 0.115 | 0 | 0.279 | 0 | 0 | 0 | 0.415
2024-03-11 05:00 | 0 | 0.471 | 0 | 0.358 | 0 | 0.208 | 0 | 0.16 | 0 | 0.103 | 0 | 0.112 | 0 | 0.223 | 0 | 0 | 0 | 0.38
2024-03-11 06:00 | 0.019 | 0.358 | 0.019 | 0.329 | 0.032 | 0.137 | 0.048 | 0.156 | 0.047 | 0.061 | 0.003 | 0.094 | 0.029 | 0.156 | 0 | 0 | 0.052 | 0.323
2024-03-11 07:00 | 0.112 | 0.249 | 0.159 | 0.365 | 0.18 | 0.285 | 0.247 | 0.237 | 0.218 | 0.067 | 0.179 | 0.028 | 0.208 | 0.291 | 0.081 | 0.002 | 0.178 | 0.364
2024-03-11 08:00 | 0.228 | 0.261 | 0.351 | 0.473 | 0.368 | 0.241 | 0.487 | 0.192 | 0.442 | 0.042 | 0.414 | 0 | 0.413 | 0.278 | 0.224 | 0.014 | 0.288 | 0.412
2024-03-11 09:00 | 0.426 | 0.302 | 0.604 | 0.525 | 0.567 | 0.128 | 0.646 | 0.137 | 0.607 | 0.017 | 0.592 | 0.005 | 0.581 | 0.167 | 0.337 | 0.033 | 0.407 | 0.447
2024-03-11 10:00 | 0.625 | 0.257 | 0.692 | 0.499 | 0.689 | 0.071 | 0.74 | 0.093 | 0.718 | 0.008 | 0.71 | 0.086 | 0.687 | 0.097 | 0.441 | 0.067 | 0.559 | 0.491
2024-03-11 11:00 | 0.715 | 0.124 | 0.736 | 0.484 | 0.737 | 0.047 | 0.787 | 0.064 | 0.762 | 0.004 | 0.776 | 0.209 | 0.736 | 0.062 | 0.545 | 0.091 | 0.627 | 0.547
2024-03-11 12:00 | 0.716 | 0.055 | 0.735 | 0.498 | 0.733 | 0.03 | 0.784 | 0.043 | 0.749 | 0.002 | 0.795 | 0.335 | 0.751 | 0.037 | 0.622 | 0.096 | 0.624 | 0.59
2024-03-11 13:00 | 0.685 | 0.056 | 0.696 | 0.513 | 0.696 | 0.018 | 0.735 | 0.033 | 0.685 | 0 | 0.772 | 0.433 | 0.705 | 0.02 | 0.682 | 0.1 | 0.582 | 0.621
2024-03-11 14:00 | 0.608 | 0.088 | 0.611 | 0.513 | 0.597 | 0.009 | 0.633 | 0.037 | 0.599 | 0 | 0.707 | 0.501 | 0.62 | 0.009 | 0.672 | 0.122 | 0.484 | 0.644
2024-03-11 15:00 | 0.453 | 0.168 | 0.471 | 0.494 | 0.459 | 0.003 | 0.485 | 0.062 | 0.45 | 0 | 0.593 | 0.535 | 0.488 | 0.004 | 0.583 | 0.16 | 0.361 | 0.653
2024-03-11 16:00 | 0.241 | 0.312 | 0.299 | 0.457 | 0.283 | 0.001 | 0.283 | 0.118 | 0.268 | 0 | 0.427 | 0.477 | 0.309 | 0.003 | 0.432 | 0.211 | 0.197 | 0.651
2024-03-11 17:00 | 0.084 | 0.417 | 0.107 | 0.347 | 0.086 | 0.001 | 0.077 | 0.203 | 0.062 | 0 | 0.213 | 0.374 | 0.105 | 0.007 | 0.232 | 0.22 | 0.042 | 0.601
2024-03-11 18:00 | 0 | 0.457 | 0 | 0.366 | 0 | 0.012 | 0 | 0.318 | 0 | 0.005 | 0.018 | 0.28 | 0 | 0.028 | 0.038 | 0.164 | 0 | 0.558
2024-03-11 19:00 | 0 | 0.402 | 0 | 0.512 | 0 | 0.033 | 0 | 0.379 | 0 | 0.044 | 0 | 0.266 | 0 | 0.061 | 0 | 0.097 | 0 | 0.569
2024-03-11 20:00 | 0 | 0.289 | 0 | 0.623 | 0 | 0.048 | 0 | 0.387 | 0 | 0.118 | 0 | 0.245 | 0 | 0.086 | 0 | 0.041 | 0 | 0.571
2024-03-11 21:00 | 0 | 0.156 | 0 | 0.694 | 0 | 0.061 | 0 | 0.337 | 0 | 0.169 | 0 | 0.225 | 0 | 0.103 | 0 | 0.013 | 0 | 0.552
2024-03-11 22:00 | 0 | 0.244 | 0 | 0.697 | 0 | 0.084 | 0 | 0.285 | 0 | 0.177 | 0 | 0.188 | 0 | 0.122 | 0 | 0.01 | 0 | 0.525
2024-03-11 23:00 | 0 | 0.644 | 0 | 0.636 | 0 | 0.121 | 0 | 0.235 | 0 | 0.15 | 0 | 0.173 | 0 | 0.156 | 0 | 0.019 | 0 | 0.525
2024-03-12 | 0 | 0.758 | 0 | 0.519 | 0 | 0.182 | 0 | 0.18 | 0 | 0.104 | 0 | 0.192 | 0 | 0.201 | 0 | 0.034 | 0 | 0.535
2024-03-12 01:00 | 0 | 0.727 | 0 | 0.457 | 0 | 0.241 | 0 | 0.123 | 0 | 0.063 | 0 | 0.223 | 0 | 0.248 | 0 | 0.048 | 0 | 0.539
2024-03-12 02:00 | 0 | 0.618 | 0 | 0.453 | 0 | 0.302 | 0 | 0.093 | 0 | 0.029 | 0 | 0.266 | 0 | 0.28 | 0 | 0.063 | 0 | 0.535
2024-03-12 03:00 | 0 | 0.557 | 0 | 0.529 | 0 | 0.29 | 0 | 0.076 | 0 | 0.008 | 0 | 0.311 | 0 | 0.278 | 0 | 0.076 | 0 | 0.536
2024-03-12 04:00 | 0 | 0.535 | 0 | 0.469 | 0 | 0.256 | 0 | 0.078 | 0 | 0.002 | 0 | 0.324 | 0 | 0.241 | 0 | 0.078 | 0 | 0.547
2024-03-12 05:00 | 0 | 0.454 | 0 | 0.469 | 0 | 0.223 | 0 | 0.064 | 0 | 0.001 | 0 | 0.3 | 0 | 0.183 | 0 | 0.073 | 0 | 0.513
2024-03-12 06:00 | 0.03 | 0.377 | 0.026 | 0.367 | 0.035 | 0.167 | 0.046 | 0.036 | 0.044 | 0 | 0.003 | 0.264 | 0.033 | 0.106 | 0 | 0.072 | 0.078 | 0.433
2024-03-12 07:00 | 0.242 | 0.345 | 0.232 | 0.302 | 0.211 | 0.119 | 0.237 | 0.014 | 0.219 | 0 | 0.177 | 0.139 | 0.248 | 0.062 | 0.118 | 0.067 | 0.292 | 0.343
2024-03-12 08:00 | 0.457 | 0.375 | 0.453 | 0.459 | 0.474 | 0.03 | 0.479 | 0.004 | 0.48 | 0 | 0.409 | 0.03 | 0.466 | 0.024 | 0.337 | 0.073 | 0.488 | 0.311
2024-03-12 09:00 | 0.62 | 0.341 | 0.616 | 0.525 | 0.641 | 0 | 0.625 | 0.011 | 0.639 | 0.001 | 0.585 | 0.015 | 0.625 | 0.002 | 0.527 | 0.058 | 0.634 | 0.334
2024-03-12 10:00 | 0.727 | 0.3 | 0.725 | 0.494 | 0.739 | 0 | 0.715 | 0.027 | 0.736 | 0.005 | 0.704 | 0.051 | 0.728 | 0 | 0.634 | 0.047 | 0.727 | 0.337
2024-03-12 11:00 | 0.782 | 0.293 | 0.781 | 0.447 | 0.787 | 0 | 0.765 | 0.044 | 0.787 | 0.005 | 0.768 | 0.137 | 0.778 | 0 | 0.705 | 0.047 | 0.77 | 0.358
2024-03-12 12:00 | 0.789 | 0.341 | 0.79 | 0.398 | 0.788 | 0 | 0.757 | 0.056 | 0.785 | 0.005 | 0.781 | 0.237 | 0.781 | 0 | 0.763 | 0.049 | 0.763 | 0.459
2024-03-12 13:00 | 0.75 | 0.442 | 0.752 | 0.343 | 0.744 | 0 | 0.71 | 0.061 | 0.735 | 0.006 | 0.747 | 0.303 | 0.738 | 0 | 0.768 | 0.054 | 0.711 | 0.566
2024-03-12 14:00 | 0.665 | 0.586 | 0.666 | 0.277 | 0.652 | 0 | 0.619 | 0.066 | 0.641 | 0.009 | 0.665 | 0.32 | 0.65 | 0 | 0.709 | 0.064 | 0.608 | 0.664
2024-03-12 15:00 | 0.529 | 0.709 | 0.531 | 0.2 | 0.503 | 0 | 0.465 | 0.078 | 0.493 | 0.015 | 0.545 | 0.296 | 0.509 | 0 | 0.612 | 0.074 | 0.453 | 0.731
2024-03-12 16:00 | 0.341 | 0.701 | 0.312 | 0.112 | 0.311 | 0.002 | 0.273 | 0.096 | 0.293 | 0.024 | 0.383 | 0.233 | 0.323 | 0 | 0.456 | 0.078 | 0.253 | 0.757
2024-03-12 17:00 | 0.122 | 0.508 | 0.111 | 0.03 | 0.084 | 0.01 | 0.067 | 0.116 | 0.078 | 0.03 | 0.188 | 0.151 | 0.108 | 0 | 0.245 | 0.103 | 0.054 | 0.71
2024-03-12 18:00 | 0 | 0.202 | 0 | 0.001 | 0 | 0.027 | 0 | 0.158 | 0 | 0.04 | 0.014 | 0.159 | 0 | 0 | 0.04 | 0.137 | 0 | 0.646
2024-03-12 19:00 | 0 | 0.059 | 0 | 0.003 | 0 | 0.055 | 0 | 0.225 | 0 | 0.071 | 0 | 0.36 | 0 | 0.003 | 0 | 0.151 | 0 | 0.53
2024-03-12 20:00 | 0 | 0.04 | 0 | 0.061 | 0 | 0.096 | 0 | 0.281 | 0 | 0.141 | 0 | 0.439 | 0 | 0.019 | 0 | 0.169 | 0 | 0.363
2024-03-12 21:00 | 0 | 0.068 | 0 | 0.173 | 0 | 0.151 | 0 | 0.307 | 0 | 0.209 | 0 | 0.185 | 0 | 0.067 | 0 | 0.187 | 0 | 0.27
2024-03-12 22:00 | 0 | 0.097 | 0 | 0.278 | 0 | 0.21 | 0 | 0.262 | 0 | 0.226 | 0 | 0.015 | 0 | 0.131 | 0 | 0.2 | 0 | 0.241
2024-03-12 23:00 | 0 | 0.132 | 0 | 0.349 | 0 | 0.236 | 0 | 0.192 | 0 | 0.179 | 0 | 0 | 0 | 0.186 | 0 | 0.209 | 0 | 0.243
2024-03-13 | 0 | 0.159 | 0 | 0.401 | 0 | 0.231 | 0 | 0.139 | 0 | 0.106 | 0 | 0.137 | 0 | 0.231 | 0 | 0.203 | 0 | 0.251
2024-03-13 01:00 | 0 | 0.179 | 0 | 0.425 | 0 | 0.184 | 0 | 0.106 | 0 | 0.044 | 0 | 0.188 | 0 | 0.263 | 0 | 0.21 | 0 | 0.224
2024-03-13 02:00 | 0 | 0.196 | 0 | 0.381 | 0 | 0.11 | 0 | 0.087 | 0 | 0.009 | 0 | 0.154 | 0 | 0.249 | 0 | 0.211 | 0 | 0.188
2024-03-13 03:00 | 0 | 0.222 | 0 | 0.294 | 0 | 0.045 | 0 | 0.069 | 0 | 0 | 0 | 0.234 | 0 | 0.192 | 0 | 0.206 | 0 | 0.146
2024-03-13 04:00 | 0 | 0.245 | 0 | 0.211 | 0 | 0.01 | 0 | 0.053 | 0 | 0 | 0 | 0.431 | 0 | 0.128 | 0 | 0.21 | 0 | 0.11
2024-03-13 05:00 | 0 | 0.181 | 0 | 0.149 | 0 | 0.001 | 0 | 0.041 | 0 | 0 | 0 | 0.573 | 0 | 0.071 | 0 | 0.211 | 0 | 0.062
2024-03-13 06:00 | 0.018 | 0.127 | 0.027 | 0.101 | 0.043 | 0 | 0.055 | 0.019 | 0.059 | 0.003 | 0.001 | 0.592 | 0.034 | 0.032 | 0 | 0.219 | 0.058 | 0.038
2024-03-13 07:00 | 0.104 | 0.06 | 0.238 | 0.024 | 0.27 | 0 | 0.267 | 0.011 | 0.291 | 0.004 | 0.076 | 0.578 | 0.25 | 0 | 0.095 | 0.2 | 0.213 | 0.028
2024-03-13 08:00 | 0.202 | 0.015 | 0.449 | 0.001 | 0.475 | 0.016 | 0.48 | 0.054 | 0.498 | 0.067 | 0.229 | 0.785 | 0.458 | 0 | 0.315 | 0.27 | 0.36 | 0.029
2024-03-13 09:00 | 0.295 | 0.003 | 0.607 | 0 | 0.63 | 0.054 | 0.645 | 0.133 | 0.652 | 0.161 | 0.41 | 0.866 | 0.615 | 0.009 | 0.522 | 0.325 | 0.475 | 0.028
2024-03-13 10:00 | 0.375 | 0.003 | 0.713 | 0 | 0.731 | 0.084 | 0.745 | 0.203 | 0.75 | 0.212 | 0.57 | 0.839 | 0.717 | 0.023 | 0.672 | 0.367 | 0.55 | 0.034
2024-03-13 11:00 | 0.437 | 0.008 | 0.73 | 0 | 0.786 | 0.095 | 0.791 | 0.237 | 0.798 | 0.22 | 0.692 | 0.75 | 0.772 | 0.026 | 0.765 | 0.367 | 0.587 | 0.04
2024-03-13 12:00 | 0.445 | 0.018 | 0.695 | 0.002 | 0.788 | 0.093 | 0.789 | 0.251 | 0.798 | 0.213 | 0.779 | 0.559 | 0.776 | 0.021 | 0.807 | 0.352 | 0.599 | 0.043
2024-03-13 13:00 | 0.33 | 0.036 | 0.666 | 0.003 | 0.746 | 0.086 | 0.742 | 0.272 | 0.752 | 0.214 | 0.759 | 0.386 | 0.735 | 0.015 | 0.794 | 0.369 | 0.577 | 0.048
2024-03-13 14:00 | 0.257 | 0.055 | 0.598 | 0.002 | 0.657 | 0.089 | 0.647 | 0.332 | 0.657 | 0.237 | 0.688 | 0.28 | 0.647 | 0.014 | 0.731 | 0.438 | 0.48 | 0.055
2024-03-13 15:00 | 0.216 | 0.063 | 0.472 | 0.001 | 0.514 | 0.113 | 0.502 | 0.416 | 0.511 | 0.288 | 0.569 | 0.194 | 0.509 | 0.022 | 0.618 | 0.556 | 0.352 | 0.068
2024-03-13 16:00 | 0.186 | 0.061 | 0.258 | 0 | 0.318 | 0.161 | 0.308 | 0.498 | 0.312 | 0.369 | 0.401 | 0.13 | 0.317 | 0.045 | 0.451 | 0.689 | 0.19 | 0.078
2024-03-13 17:00 | 0.088 | 0.049 | 0.085 | 0 | 0.1 | 0.224 | 0.087 | 0.507 | 0.089 | 0.484 | 0.191 | 0.093 | 0.103 | 0.078 | 0.239 | 0.792 | 0.037 | 0.083
2024-03-13 18:00 | 0 | 0.058 | 0 | 0.001 | 0 | 0.402 | 0 | 0.447 | 0 | 0.702 | 0.014 | 0.112 | 0 | 0.141 | 0.037 | 0.809 | 0 | 0.085
2024-03-13 19:00 | 0 | 0.085 | 0 | 0.005 | 0 | 0.599 | 0 | 0.425 | 0 | 0.75 | 0 | 0.155 | 0 | 0.268 | 0 | 0.8 | 0 | 0.072
2024-03-13 20:00 | 0 | 0.113 | 0 | 0.023 | 0 | 0.668 | 0 | 0.444 | 0 | 0.682 | 0 | 0.183 | 0 | 0.466 | 0 | 0.765 | 0 | 0.048
2024-03-13 21:00 | 0 | 0.122 | 0 | 0.058 | 0 | 0.635 | 0 | 0.491 | 0 | 0.585 | 0 | 0.197 | 0 | 0.578 | 0 | 0.746 | 0 | 0.031
2024-03-13 22:00 | 0 | 0.126 | 0 | 0.107 | 0 | 0.486 | 0 | 0.521 | 0 | 0.52 | 0 | 0.201 | 0 | 0.516 | 0 | 0.75 | 0 | 0.019
2024-03-13 23:00 | 0 | 0.12 | 0 | 0.183 | 0 | 0.388 | 0 | 0.506 | 0 | 0.474 | 0 | 0.2 | 0 | 0.41 | 0 | 0.713 | 0 | 0.013
2024-03-14 | 0 | 0.112 | 0 | 0.249 | 0 | 0.338 | 0 | 0.419 | 0 | 0.454 | 0 | 0.202 | 0 | 0.345 | 0 | 0.684 | 0 | 0.013
2024-03-14 01:00 | 0 | 0.071 | 0 | 0.261 | 0 | 0.3 | 0 | 0.411 | 0 | 0.435 | 0 | 0.22 | 0 | 0.305 | 0 | 0.675 | 0 | 0.018
2024-03-14 02:00 | 0 | 0.054 | 0 | 0.261 | 0 | 0.281 | 0 | 0.454 | 0 | 0.426 | 0 | 0.255 | 0 | 0.28 | 0 | 0.668 | 0 | 0.035
2024-03-14 03:00 | 0 | 0.069 | 0 | 0.275 | 0 | 0.281 | 0 | 0.469 | 0 | 0.441 | 0 | 0.321 | 0 | 0.259 | 0 | 0.663 | 0 | 0.062
2024-03-14 04:00 | 0 | 0.123 | 0 | 0.29 | 0 | 0.274 | 0 | 0.504 | 0 | 0.479 | 0 | 0.407 | 0 | 0.238 | 0 | 0.657 | 0 | 0.086
2024-03-14 05:00 | 0 | 0.17 | 0 | 0.317 | 0 | 0.262 | 0 | 0.464 | 0 | 0.493 | 0 | 0.498 | 0 | 0.22 | 0 | 0.668 | 0 | 0.101
2024-03-14 06:00 | 0.012 | 0.198 | 0.025 | 0.289 | 0.037 | 0.257 | 0.049 | 0.44 | 0.049 | 0.479 | 0.003 | 0.552 | 0.035 | 0.17 | 0 | 0.68 | 0.067 | 0.089
2024-03-14 07:00 | 0.099 | 0.209 | 0.236 | 0.246 | 0.284 | 0.295 | 0.297 | 0.496 | 0.312 | 0.494 | 0.15 | 0.347 | 0.259 | 0.188 | 0.114 | 0.62 | 0.266 | 0.049
2024-03-14 08:00 | 0.253 | 0.435 | 0.45 | 0.233 | 0.505 | 0.266 | 0.511 | 0.516 | 0.532 | 0.438 | 0.364 | 0.193 | 0.481 | 0.186 | 0.339 | 0.62 | 0.461 | 0.056
2024-03-14 09:00 | 0.441 | 0.579 | 0.614 | 0.146 | 0.663 | 0.285 | 0.665 | 0.479 | 0.684 | 0.427 | 0.53 | 0.169 | 0.645 | 0.16 | 0.533 | 0.544 | 0.611 | 0.067
2024-03-14 10:00 | 0.617 | 0.568 | 0.723 | 0.096 | 0.76 | 0.285 | 0.759 | 0.4 | 0.778 | 0.338 | 0.656 | 0.111 | 0.749 | 0.147 | 0.671 | 0.343 | 0.711 | 0.101
2024-03-14 11:00 | 0.654 | 0.514 | 0.783 | 0.068 | 0.807 | 0.192 | 0.801 | 0.329 | 0.82 | 0.218 | 0.732 | 0.096 | 0.8 | 0.106 | 0.755 | 0.197 | 0.755 | 0.138
2024-03-14 12:00 | 0.636 | 0.506 | 0.79 | 0.053 | 0.806 | 0.111 | 0.797 | 0.272 | 0.815 | 0.122 | 0.755 | 0.099 | 0.802 | 0.06 | 0.79 | 0.1 | 0.751 | 0.176
2024-03-14 13:00 | 0.563 | 0.515 | 0.75 | 0.04 | 0.761 | 0.064 | 0.747 | 0.238 | 0.765 | 0.069 | 0.713 | 0.096 | 0.758 | 0.031 | 0.777 | 0.038 | 0.699 | 0.22
2024-03-14 14:00 | 0.453 | 0.545 | 0.666 | 0.027 | 0.668 | 0.039 | 0.649 | 0.234 | 0.667 | 0.045 | 0.54 | 0.083 | 0.668 | 0.018 | 0.718 | 0.015 | 0.601 | 0.253
2024-03-14 15:00 | 0.364 | 0.644 | 0.53 | 0.015 | 0.523 | 0.03 | 0.501 | 0.259 | 0.517 | 0.037 | 0.363 | 0.061 | 0.527 | 0.012 | 0.607 | 0.019 | 0.447 | 0.289
2024-03-14 16:00 | 0.23 | 0.65 | 0.338 | 0.006 | 0.327 | 0.031 | 0.303 | 0.305 | 0.315 | 0.045 | 0.239 | 0.038 | 0.335 | 0.012 | 0.443 | 0.058 | 0.248 | 0.319
2024-03-14 17:00 | 0.075 | 0.463 | 0.117 | 0.001 | 0.103 | 0.042 | 0.082 | 0.347 | 0.089 | 0.093 | 0.121 | 0.023 | 0.113 | 0.015 | 0.232 | 0.195 | 0.05 | 0.309
2024-03-14 18:00 | 0 | 0.291 | 0 | 0 | 0 | 0.073 | 0 | 0.398 | 0 | 0.235 | 0.011 | 0.026 | 0 | 0.038 | 0.034 | 0.466 | 0 | 0.294
2024-03-14 19:00 | 0 | 0.223 | 0 | 0 | 0 | 0.111 | 0 | 0.413 | 0 | 0.395 | 0 | 0.054 | 0 | 0.061 | 0 | 0.65 | 0 | 0.28
2024-03-14 20:00 | 0 | 0.225 | 0 | 0 | 0 | 0.141 | 0 | 0.37 | 0 | 0.463 | 0 | 0.107 | 0 | 0.058 | 0 | 0.667 | 0 | 0.269
2024-03-14 21:00 | 0 | 0.267 | 0 | 0.002 | 0 | 0.163 | 0 | 0.343 | 0 | 0.447 | 0 | 0.158 | 0 | 0.037 | 0 | 0.647 | 0 | 0.254
2024-03-14 22:00 | 0 | 0.331 | 0 | 0.009 | 0 | 0.185 | 0 | 0.345 | 0 | 0.401 | 0 | 0.184 | 0 | 0.021 | 0 | 0.63 | 0 | 0.237
2024-03-14 23:00 | 0 | 0.394 | 0 | 0.026 | 0 | 0.217 | 0 | 0.366 | 0 | 0.364 | 0 | 0.186 | 0 | 0.028 | 0 | 0.535 | 0 | 0.208
2024-03-15 | 0 | 0.431 | 0 | 0.064 | 0 | 0.252 | 0 | 0.368 | 0 | 0.341 | 0 | 0.181 | 0 | 0.075 | 0 | 0.371 | 0 | 0.19
2024-03-15 01:00 | 0 | 0.442 | 0 | 0.13 | 0 | 0.272 | 0 | 0.331 | 0 | 0.323 | 0 | 0.187 | 0 | 0.167 | 0 | 0.212 | 0 | 0.186
2024-03-15 02:00 | 0 | 0.429 | 0 | 0.233 | 0 | 0.273 | 0 | 0.261 | 0 | 0.31 | 0 | 0.209 | 0 | 0.266 | 0 | 0.088 | 0 | 0.2
2024-03-15 03:00 | 0 | 0.407 | 0 | 0.36 | 0 | 0.26 | 0 | 0.304 | 0 | 0.294 | 0 | 0.218 | 0 | 0.311 | 0 | 0.041 | 0 | 0.214
2024-03-15 04:00 | 0 | 0.411 | 0 | 0.444 | 0 | 0.241 | 0 | 0.404 | 0 | 0.272 | 0 | 0.194 | 0 | 0.285 | 0 | 0.045 | 0 | 0.227
2024-03-15 05:00 | 0 | 0.423 | 0 | 0.45 | 0 | 0.209 | 0 | 0.416 | 0 | 0.241 | 0 | 0.18 | 0 | 0.216 | 0 | 0.071 | 0 | 0.235
2024-03-15 06:00 | 0.027 | 0.422 | 0.026 | 0.367 | 0.042 | 0.124 | 0.044 | 0.392 | 0.047 | 0.199 | 0.002 | 0.179 | 0.036 | 0.114 | 0 | 0.071 | 0.07 | 0.211
2024-03-15 07:00 | 0.229 | 0.398 | 0.245 | 0.145 | 0.267 | 0.036 | 0.263 | 0.436 | 0.289 | 0.144 | 0.12 | 0.124 | 0.264 | 0.034 | 0.106 | 0.056 | 0.276 | 0.192
2024-03-15 08:00 | 0.436 | 0.568 | 0.458 | 0.175 | 0.49 | 0.035 | 0.506 | 0.414 | 0.516 | 0.128 | 0.299 | 0.259 | 0.479 | 0.014 | 0.317 | 0.052 | 0.472 | 0.249
2024-03-15 09:00 | 0.595 | 0.608 | 0.618 | 0.082 | 0.645 | 0.065 | 0.66 | 0.417 | 0.664 | 0.176 | 0.456 | 0.421 | 0.637 | 0.017 | 0.506 | 0.028 | 0.627 | 0.289
2024-03-15 10:00 | 0.698 | 0.583 | 0.725 | 0.018 | 0.744 | 0.071 | 0.754 | 0.374 | 0.757 | 0.163 | 0.556 | 0.513 | 0.735 | 0.018 | 0.643 | 0.01 | 0.722 | 0.311
2024-03-15 11:00 | 0.75 | 0.563 | 0.78 | 0.004 | 0.792 | 0.064 | 0.792 | 0.291 | 0.799 | 0.123 | 0.627 | 0.511 | 0.783 | 0.014 | 0.727 | 0.004 | 0.768 | 0.346
2024-03-15 12:00 | 0.757 | 0.57 | 0.787 | 0.005 | 0.792 | 0.057 | 0.786 | 0.223 | 0.794 | 0.083 | 0.665 | 0.465 | 0.784 | 0.013 | 0.773 | 0.004 | 0.761 | 0.413
2024-03-15 13:00 | 0.72 | 0.607 | 0.747 | 0.011 | 0.746 | 0.049 | 0.739 | 0.183 | 0.743 | 0.049 | 0.673 | 0.407 | 0.74 | 0.013 | 0.772 | 0.006 | 0.704 | 0.51
2024-03-15 14:00 | 0.632 | 0.663 | 0.661 | 0.019 | 0.655 | 0.043 | 0.645 | 0.172 | 0.619 | 0.028 | 0.656 | 0.351 | 0.652 | 0.014 | 0.717 | 0.012 | 0.594 | 0.602
2024-03-15 15:00 | 0.495 | 0.723 | 0.524 | 0.023 | 0.491 | 0.038 | 0.501 | 0.175 | 0.373 | 0.017 | 0.548 | 0.305 | 0.511 | 0.013 | 0.61 | 0.017 | 0.436 | 0.666
2024-03-15 16:00 | 0.312 | 0.773 | 0.335 | 0.02 | 0.263 | 0.03 | 0.303 | 0.182 | 0.194 | 0.012 | 0.386 | 0.266 | 0.309 | 0.012 | 0.447 | 0.019 | 0.243 | 0.674
2024-03-15 17:00 | 0.105 | 0.783 | 0.104 | 0.012 | 0.058 | 0.018 | 0.083 | 0.192 | 0.048 | 0.02 | 0.18 | 0.233 | 0.101 | 0.011 | 0.234 | 0.023 | 0.049 | 0.599
2024-03-15 18:00 | 0 | 0.715 | 0 | 0.007 | 0 | 0.008 | 0 | 0.253 | 0 | 0.061 | 0.012 | 0.218 | 0 | 0.014 | 0.034 | 0.045 | 0 | 0.498
2024-03-15 19:00 | 0 | 0.707 | 0 | 0.016 | 0 | 0.006 | 0 | 0.313 | 0 | 0.127 | 0 | 0.223 | 0 | 0.015 | 0 | 0.041 | 0 | 0.403
2024-03-15 20:00 | 0 | 0.724 | 0 | 0.102 | 0 | 0.009 | 0 | 0.352 | 0 | 0.182 | 0 | 0.233 | 0 | 0.018 | 0 | 0.012 | 0 | 0.343
2024-03-15 21:00 | 0 | 0.735 | 0 | 0.28 | 0 | 0.019 | 0 | 0.325 | 0 | 0.219 | 0 | 0.337 | 0 | 0.026 | 0 | 0 | 0 | 0.343
2024-03-15 22:00 | 0 | 0.739 | 0 | 0.302 | 0 | 0.065 | 0 | 0.294 | 0 | 0.245 | 0 | 0.488 | 0 | 0.048 | 0 | 0 | 0 | 0.395
2024-03-15 23:00 | 0 | 0.707 | 0 | 0.217 | 0 | 0.155 | 0 | 0.276 | 0 | 0.252 | 0 | 0.488 | 0 | 0.07 | 0 | 0 | 0 | 0.294
2024-03-16 | 0 | 0.672 | 0 | 0.029 | 0 | 0.224 | 0 | 0.252 | 0 | 0.245 | 0 | 0.33 | 0 | 0.072 | 0 | 0.001 | 0 | 0.214
2024-03-16 01:00 | 0 | 0.635 | 0 | 0.015 | 0 | 0.209 | 0 | 0.237 | 0 | 0.201 | 0 | 0.176 | 0 | 0.052 | 0 | 0.007 | 0 | 0.202
2024-03-16 02:00 | 0 | 0.578 | 0 | 0.087 | 0 | 0.146 | 0 | 0.211 | 0 | 0.11 | 0 | 0.119 | 0 | 0.026 | 0 | 0.018 | 0 | 0.193
2024-03-16 03:00 | 0 | 0.494 | 0 | 0.138 | 0 | 0.086 | 0 | 0.163 | 0 | 0.029 | 0 | 0.16 | 0 | 0.018 | 0 | 0.027 | 0 | 0.207
2024-03-16 04:00 | 0 | 0.408 | 0 | 0.133 | 0 | 0.043 | 0 | 0.132 | 0 | 0.003 | 0 | 0.251 | 0 | 0.022 | 0 | 0.032 | 0 | 0.2
2024-03-16 05:00 | 0 | 0.369 | 0 | 0.148 | 0 | 0.024 | 0 | 0.112 | 0 | 0.001 | 0 | 0.266 | 0 | 0.037 | 0 | 0.038 | 0 | 0.185
2024-03-16 06:00 | 0.026 | 0.318 | 0.019 | 0.169 | 0.032 | 0.011 | 0.045 | 0.097 | 0.052 | 0 | 0.002 | 0.219 | 0.03 | 0.041 | 0 | 0.048 | 0.07 | 0.143
2024-03-16 07:00 | 0.229 | 0.243 | 0.193 | 0.116 | 0.22 | 0.002 | 0.246 | 0.088 | 0.25 | 0.001 | 0.135 | 0.109 | 0.222 | 0.009 | 0.055 | 0.059 | 0.279 | 0.064
2024-03-16 08:00 | 0.436 | 0.3 | 0.41 | 0.186 | 0.465 | 0 | 0.485 | 0.041 | 0.452 | 0.006 | 0.336 | 0.109 | 0.431 | 0 | 0.171 | 0.084 | 0.465 | 0.062
2024-03-16 09:00 | 0.594 | 0.345 | 0.598 | 0.255 | 0.629 | 0.006 | 0.649 | 0.015 | 0.611 | 0.033 | 0.515 | 0.207 | 0.598 | 0 | 0.281 | 0.087 | 0.599 | 0.058
2024-03-16 10:00 | 0.699 | 0.322 | 0.722 | 0.3 | 0.732 | 0.015 | 0.743 | 0.012 | 0.716 | 0.04 | 0.655 | 0.297 | 0.711 | 0 | 0.381 | 0.087 | 0.672 | 0.061
2024-03-16 11:00 | 0.753 | 0.297 | 0.777 | 0.328 | 0.778 | 0.037 | 0.785 | 0.009 | 0.772 | 0.064 | 0.718 | 0.321 | 0.767 | 0 | 0.435 | 0.084 | 0.776 | 0.063
2024-03-16 12:00 | 0.76 | 0.343 | 0.778 | 0.345 | 0.778 | 0.083 | 0.78 | 0.009 | 0.78 | 0.093 | 0.673 | 0.325 | 0.771 | 0.007 | 0.474 | 0.079 | 0.771 | 0.068
2024-03-16 13:00 | 0.722 | 0.451 | 0.73 | 0.374 | 0.704 | 0.143 | 0.73 | 0.016 | 0.725 | 0.118 | 0.621 | 0.311 | 0.724 | 0.03 | 0.481 | 0.082 | 0.715 | 0.073
2024-03-16 14:00 | 0.635 | 0.522 | 0.646 | 0.413 | 0.578 | 0.202 | 0.632 | 0.028 | 0.59 | 0.144 | 0.509 | 0.268 | 0.624 | 0.062 | 0.451 | 0.102 | 0.607 | 0.076
2024-03-16 15:00 | 0.492 | 0.576 | 0.521 | 0.451 | 0.377 | 0.236 | 0.484 | 0.043 | 0.369 | 0.151 | 0.381 | 0.207 | 0.451 | 0.088 | 0.376 | 0.136 | 0.45 | 0.086
2024-03-16 16:00 | 0.312 | 0.56 | 0.339 | 0.454 | 0.198 | 0.241 | 0.285 | 0.057 | 0.155 | 0.139 | 0.278 | 0.138 | 0.226 | 0.094 | 0.291 | 0.172 | 0.249 | 0.101
2024-03-16 17:00 | 0.103 | 0.494 | 0.122 | 0.332 | 0.051 | 0.171 | 0.071 | 0.079 | 0.032 | 0.1 | 0.146 | 0.087 | 0.061 | 0.056 | 0.168 | 0.231 | 0.05 | 0.112
2024-03-16 18:00 | 0 | 0.391 | 0 | 0.204 | 0 | 0.108 | 0 | 0.112 | 0 | 0.067 | 0.009 | 0.064 | 0 | 0.021 | 0.025 | 0.274 | 0 | 0.104
2024-03-16 19:00 | 0 | 0.294 | 0 | 0.096 | 0 | 0.068 | 0 | 0.112 | 0 | 0.041 | 0 | 0.097 | 0 | 0.008 | 0 | 0.248 | 0 | 0.068
2024-03-16 20:00 | 0 | 0.196 | 0 | 0.031 | 0 | 0.037 | 0 | 0.136 | 0 | 0.023 | 0 | 0.166 | 0 | 0.003 | 0 | 0.293 | 0 | 0.038
2024-03-16 21:00 | 0 | 0.093 | 0 | 0.011 | 0 | 0.012 | 0 | 0.171 | 0 | 0.009 | 0 | 0.216 | 0 | 0 | 0 | 0.3 | 0 | 0.016
2024-03-16 22:00 | 0 | 0.038 | 0 | 0.148 | 0 | 0.001 | 0 | 0.201 | 0 | 0.005 | 0 | 0.289 | 0 | 0 | 0 | 0.276 | 0 | 0.008
2024-03-16 23:00 | 0 | 0.012 | 0 | 0.562 | 0 | 0 | 0 | 0.18 | 0 | 0.004 | 0 | 0.298 | 0 | 0 | 0 | 0.249 | 0 | 0.013
2024-03-17 | 0 | 0.006 | 0 | 0.503 | 0 | 0.002 | 0 | 0.154 | 0 | 0.002 | 0 | 0.25 | 0 | 0.004 | 0 | 0.231 | 0 | 0.017
2024-03-17 01:00 | 0 | 0.001 | 0 | 0.313 | 0 | 0.018 | 0 | 0.121 | 0 | 0 | 0 | 0.178 | 0 | 0.065 | 0 | 0.227 | 0 | 0.023
2024-03-17 02:00 | 0 | 0.003 | 0 | 0.17 | 0 | 0.076 | 0 | 0.066 | 0 | 0 | 0 | 0.099 | 0 | 0.201 | 0 | 0.233 | 0 | 0.022
2024-03-17 03:00 | 0 | 0.031 | 0 | 0.084 | 0 | 0.192 | 0 | 0.034 | 0 | 0.001 | 0 | 0.05 | 0 | 0.305 | 0 | 0.229 | 0 | 0.004
2024-03-17 04:00 | 0 | 0.086 | 0 | 0.045 | 0 | 0.282 | 0 | 0.022 | 0 | 0.007 | 0 | 0.034 | 0 | 0.343 | 0 | 0.207 | 0 | 0.004
2024-03-17 05:00 | 0 | 0.105 | 0 | 0.02 | 0 | 0.264 | 0 | 0.021 | 0 | 0.017 | 0 | 0.027 | 0 | 0.316 | 0 | 0.169 | 0 | 0.02
2024-03-17 06:00 | 0.018 | 0.083 | 0.025 | 0.003 | 0.036 | 0.174 | 0.055 | 0.016 | 0.054 | 0.023 | 0.002 | 0.012 | 0.021 | 0.185 | 0 | 0.136 | 0.064 | 0.027
2024-03-17 07:00 | 0.159 | 0.035 | 0.24 | 0 | 0.255 | 0.164 | 0.269 | 0.002 | 0.274 | 0.021 | 0.165 | 0.002 | 0.155 | 0.154 | 0.108 | 0.099 | 0.258 | 0.028
2024-03-17 08:00 | 0.311 | 0.006 | 0.463 | 0.001 | 0.456 | 0.144 | 0.487 | 0 | 0.484 | 0.045 | 0.393 | 0.02 | 0.328 | 0.128 | 0.33 | 0.076 | 0.458 | 0.032
2024-03-17 09:00 | 0.498 | 0.001 | 0.624 | 0.027 | 0.589 | 0.05 | 0.632 | 0.01 | 0.633 | 0.033 | 0.57 | 0.18 | 0.483 | 0.024 | 0.533 | 0.032 | 0.608 | 0.036
2024-03-17 10:00 | 0.625 | 0 | 0.729 | 0.043 | 0.674 | 0.02 | 0.725 | 0.023 | 0.727 | 0.023 | 0.689 | 0.376 | 0.551 | 0.005 | 0.669 | 0.007 | 0.7 | 0.04
2024-03-17 11:00 | 0.664 | 0 | 0.783 | 0.049 | 0.695 | 0.029 | 0.77 | 0.034 | 0.766 | 0.019 | 0.757 | 0.376 | 0.587 | 0.021 | 0.755 | 0.004 | 0.715 | 0.046
2024-03-17 12:00 | 0.627 | 0.002 | 0.789 | 0.057 | 0.674 | 0.047 | 0.765 | 0.047 | 0.738 | 0.027 | 0.778 | 0.355 | 0.607 | 0.047 | 0.792 | 0.012 | 0.706 | 0.058
2024-03-17 13:00 | 0.572 | 0.031 | 0.747 | 0.063 | 0.562 | 0.061 | 0.704 | 0.058 | 0.576 | 0.035 | 0.754 | 0.341 | 0.542 | 0.063 | 0.771 | 0.04 | 0.601 | 0.076
2024-03-17 14:00 | 0.48 | 0.093 | 0.66 | 0.065 | 0.395 | 0.076 | 0.566 | 0.065 | 0.384 | 0.037 | 0.687 | 0.326 | 0.424 | 0.078 | 0.64 | 0.09 | 0.403 | 0.103
2024-03-17 15:00 | 0.377 | 0.184 | 0.523 | 0.058 | 0.235 | 0.089 | 0.447 | 0.075 | 0.24 | 0.038 | 0.572 | 0.313 | 0.333 | 0.085 | 0.477 | 0.13 | 0.235 | 0.133
2024-03-17 16:00 | 0.229 | 0.279 | 0.328 | 0.042 | 0.145 | 0.087 | 0.246 | 0.09 | 0.137 | 0.044 | 0.407 | 0.278 | 0.197 | 0.078 | 0.414 | 0.123 | 0.097 | 0.14
2024-03-17 17:00 | 0.074 | 0.35 | 0.088 | 0.014 | 0.044 | 0.079 | 0.055 | 0.096 | 0.035 | 0.05 | 0.197 | 0.21 | 0.064 | 0.062 | 0.229 | 0.134 | 0.013 | 0.091
2024-03-17 18:00 | 0 | 0.341 | 0 | 0.001 | 0 | 0.08 | 0 | 0.118 | 0 | 0.068 | 0.013 | 0.186 | 0 | 0.056 | 0.03 | 0.155 | 0 | 0.053
2024-03-17 19:00 | 0 | 0.332 | 0 | 0 | 0 | 0.06 | 0 | 0.125 | 0 | 0.114 | 0 | 0.281 | 0 | 0.05 | 0 | 0.154 | 0 | 0.054
2024-03-17 20:00 | 0 | 0.343 | 0 | 0.001 | 0 | 0.037 | 0 | 0.139 | 0 | 0.171 | 0 | 0.373 | 0 | 0.049 | 0 | 0.153 | 0 | 0.074
2024-03-17 21:00 | 0 | 0.32 | 0 | 0.021 | 0 | 0.026 | 0 | 0.156 | 0 | 0.2 | 0 | 0.366 | 0 | 0.052 | 0 | 0.132 | 0 | 0.096
2024-03-17 22:00 | 0 | 0.32 | 0 | 0.086 | 0 | 0.04 | 0 | 0.151 | 0 | 0.194 | 0 | 0.274 | 0 | 0.063 | 0 | 0.114 | 0 | 0.105
2024-03-17 23:00 | 0 | 0.278 | 0 | 0.184 | 0 | 0.092 | 0 | 0.134 | 0 | 0.211 | 0 | 0.167 | 0 | 0.085 | 0 | 0.105 | 0 | 0.089
2024-03-18 | 0 | 0.23 | 0 | 0.292 | 0 | 0.174 | 0 | 0.134 | 0 | 0.261 | 0 | 0.087 | 0 | 0.122 | 0 | 0.091 | 0 | 0.078
2024-03-18 01:00 | 0 | 0.192 | 0 | 0.355 | 0 | 0.243 | 0 | 0.149 | 0 | 0.294 | 0 | 0.042 | 0 | 0.17 | 0 | 0.073 | 0 | 0.078
2024-03-18 02:00 | 0 | 0.141 | 0 | 0.405 | 0 | 0.267 | 0 | 0.171 | 0 | 0.288 | 0 | 0.023 | 0 | 0.218 | 0 | 0.062 | 0 | 0.078
2024-03-18 03:00 | 0 | 0.099 | 0 | 0.432 | 0 | 0.269 | 0 | 0.187 | 0 | 0.264 | 0 | 0.02 | 0 | 0.249 | 0 | 0.033 | 0 | 0.069
2024-03-18 04:00 | 0 | 0.068 | 0 | 0.432 | 0 | 0.271 | 0 | 0.201 | 0 | 0.234 | 0 | 0.021 | 0 | 0.277 | 0 | 0.022 | 0 | 0.056
2024-03-18 05:00 | 0 | 0.05 | 0 | 0.398 | 0 | 0.22 | 0 | 0.175 | 0 | 0.155 | 0 | 0.018 | 0 | 0.245 | 0 | 0.011 | 0 | 0.042
2024-03-18 06:00 | 0.019 | 0.04 | 0.024 | 0.315 | 0.041 | 0.135 | 0.047 | 0.108 | 0.047 | 0.065 | 0.002 | 0.028 | 0.033 | 0.167 | 0 | 0.003 | 0.058 | 0.031
2024-03-18 07:00 | 0.182 | 0.045 | 0.244 | 0.161 | 0.274 | 0.046 | 0.248 | 0.073 | 0.262 | 0.017 | 0.169 | 0.044 | 0.256 | 0.058 | 0.11 | 0.002 | 0.241 | 0.026
2024-03-18 08:00 | 0.388 | 0.065 | 0.46 | 0.161 | 0.483 | 0.011 | 0.482 | 0.041 | 0.486 | 0.005 | 0.399 | 0.021 | 0.464 | 0.018 | 0.314 | 0 | 0.42 | 0.033
2024-03-18 09:00 | 0.556 | 0.036 | 0.62 | 0.134 | 0.637 | 0 | 0.635 | 0.009 | 0.645 | 0.001 | 0.569 | 0.041 | 0.619 | 0.002 | 0.437 | 0.007 | 0.536 | 0.062
2024-03-18 10:00 | 0.674 | 0.003 | 0.727 | 0.131 | 0.736 | 0 | 0.728 | 0.001 | 0.737 | 0.002 | 0.695 | 0.094 | 0.72 | 0 | 0.609 | 0.031 | 0.569 | 0.12
2024-03-18 11:00 | 0.729 | 0 | 0.782 | 0.135 | 0.785 | 0 | 0.762 | 0 | 0.771 | 0.005 | 0.762 | 0.152 | 0.772 | 0 | 0.735 | 0.085 | 0.569 | 0.202
2024-03-18 12:00 | 0.758 | 0 | 0.79 | 0.136 | 0.787 | 0.001 | 0.741 | 0 | 0.77 | 0.009 | 0.783 | 0.217 | 0.776 | 0 | 0.741 | 0.191 | 0.552 | 0.247
2024-03-18 13:00 | 0.722 | 0.033 | 0.752 | 0.148 | 0.743 | 0.013 | 0.63 | 0.001 | 0.726 | 0.014 | 0.761 | 0.236 | 0.735 | 0.001 | 0.67 | 0.266 | 0.516 | 0.245
2024-03-18 14:00 | 0.627 | 0.112 | 0.668 | 0.161 | 0.646 | 0.036 | 0.492 | 0.001 | 0.633 | 0.024 | 0.695 | 0.225 | 0.647 | 0.004 | 0.529 | 0.302 | 0.472 | 0.261
2024-03-18 15:00 | 0.454 | 0.155 | 0.533 | 0.17 | 0.493 | 0.045 | 0.381 | 0.002 | 0.475 | 0.026 | 0.58 | 0.264 | 0.509 | 0.005 | 0.306 | 0.28 | 0.378 | 0.313
2024-03-18 16:00 | 0.299 | 0.178 | 0.345 | 0.164 | 0.302 | 0.038 | 0.217 | 0.001 | 0.276 | 0.016 | 0.411 | 0.336 | 0.321 | 0.003 | 0.124 | 0.22 | 0.22 | 0.376
2024-03-18 17:00 | 0.103 | 0.178 | 0.107 | 0.133 | 0.09 | 0.034 | 0.053 | 0.005 | 0.065 | 0.007 | 0.182 | 0.37 | 0.102 | 0.001 | 0.06 | 0.164 | 0.043 | 0.379
2024-03-18 18:00 | 0 | 0.144 | 0 | 0.107 | 0 | 0.04 | 0 | 0.069 | 0 | 0.007 | 0.008 | 0.379 | 0 | 0.002 | 0.009 | 0.126 | 0 | 0.355
2024-03-18 19:00 | 0 | 0.059 | 0 | 0.086 | 0 | 0.039 | 0 | 0.17 | 0 | 0.01 | 0 | 0.421 | 0 | 0.002 | 0 | 0.111 | 0 | 0.354
2024-03-18 20:00 | 0 | 0.008 | 0 | 0.077 | 0 | 0.033 | 0 | 0.234 | 0 | 0.009 | 0 | 0.491 | 0 | 0.001 | 0 | 0.109 | 0 | 0.375
2024-03-18 21:00 | 0 | 0.01 | 0 | 0.071 | 0 | 0.028 | 0 | 0.233 | 0 | 0.007 | 0 | 0.523 | 0 | 0.001 | 0 | 0.099 | 0 | 0.383
2024-03-18 22:00 | 0 | 0.16 | 0 | 0.056 | 0 | 0.026 | 0 | 0.192 | 0 | 0.006 | 0 | 0.522 | 0 | 0.001 | 0 | 0.098 | 0 | 0.382
2024-03-18 23:00 | 0 | 0.349 | 0 | 0.045 | 0 | 0.017 | 0 | 0.159 | 0 | 0.009 | 0 | 0.517 | 0 | 0 | 0 | 0.096 | 0 | 0.376
2024-03-19 | 0 | 0.429 | 0 | 0.043 | 0 | 0.011 | 0 | 0.144 | 0 | 0.01 | 0 | 0.521 | 0 | 0.003 | 0 | 0.086 | 0 | 0.407
2024-03-19 01:00 | 0 | 0.478 | 0 | 0.042 | 0 | 0.009 | 0 | 0.135 | 0 | 0.012 | 0 | 0.507 | 0 | 0.017 | 0 | 0.089 | 0 | 0.422
2024-03-19 02:00 | 0 | 0.442 | 0 | 0.039 | 0 | 0.012 | 0 | 0.134 | 0 | 0.026 | 0 | 0.464 | 0 | 0.049 | 0 | 0.1 | 0 | 0.396
2024-03-19 03:00 | 0 | 0.476 | 0 | 0.042 | 0 | 0.026 | 0 | 0.144 | 0 | 0.048 | 0 | 0.407 | 0 | 0.097 | 0 | 0.132 | 0 | 0.386
2024-03-19 04:00 | 0 | 0.58 | 0 | 0.05 | 0 | 0.058 | 0 | 0.156 | 0 | 0.065 | 0 | 0.332 | 0 | 0.152 | 0 | 0.156 | 0 | 0.35
2024-03-19 05:00 | 0 | 0.623 | 0 | 0.059 | 0 | 0.087 | 0 | 0.14 | 0 | 0.068 | 0 | 0.22 | 0 | 0.159 | 0 | 0.141 | 0 | 0.276
2024-03-19 06:00 | 0.011 | 0.502 | 0.025 | 0.073 | 0.035 | 0.103 | 0.059 | 0.086 | 0.046 | 0.058 | 0.001 | 0.123 | 0.033 | 0.12 | 0 | 0.152 | 0.056 | 0.167
2024-03-19 07:00 | 0.109 | 0.623 | 0.239 | 0.046 | 0.267 | 0.058 | 0.286 | 0.058 | 0.233 | 0.038 | 0.154 | 0.074 | 0.256 | 0.035 | 0.049 | 0.166 | 0.22 | 0.061
2024-03-19 08:00 | 0.271 | 0.69 | 0.463 | 0.01 | 0.486 | 0.051 | 0.489 | 0.023 | 0.448 | 0.048 | 0.396 | 0.068 | 0.465 | 0.015 | 0.203 | 0.243 | 0.435 | 0.042
2024-03-19 09:00 | 0.46 | 0.644 | 0.626 | 0.007 | 0.639 | 0.034 | 0.638 | 0.002 | 0.614 | 0.026 | 0.571 | 0.057 | 0.619 | 0.036 | 0.397 | 0.272 | 0.616 | 0.061
2024-03-19 10:00 | 0.575 | 0.538 | 0.727 | 0.027 | 0.736 | 0.035 | 0.73 | 0.002 | 0.726 | 0.022 | 0.695 | 0.102 | 0.719 | 0.048 | 0.57 | 0.291 | 0.694 | 0.079
2024-03-19 11:00 | 0.6 | 0.484 | 0.764 | 0.054 | 0.784 | 0.048 | 0.772 | 0.007 | 0.784 | 0.031 | 0.77 | 0.157 | 0.769 | 0.055 | 0.703 | 0.264 | 0.686 | 0.152
2024-03-19 12:00 | 0.583 | 0.507 | 0.753 | 0.089 | 0.784 | 0.073 | 0.769 | 0.016 | 0.785 | 0.039 | 0.794 | 0.161 | 0.772 | 0.073 | 0.753 | 0.232 | 0.56 | 0.289
2024-03-19 13:00 | 0.473 | 0.573 | 0.729 | 0.142 | 0.737 | 0.103 | 0.721 | 0.029 | 0.736 | 0.044 | 0.772 | 0.169 | 0.728 | 0.095 | 0.771 | 0.272 | 0.47 | 0.422
2024-03-19 14:00 | 0.426 | 0.619 | 0.673 | 0.178 | 0.637 | 0.118 | 0.6 | 0.046 | 0.634 | 0.045 | 0.701 | 0.201 | 0.629 | 0.101 | 0.738 | 0.295 | 0.425 | 0.516
2024-03-19 15:00 | 0.357 | 0.623 | 0.539 | 0.185 | 0.463 | 0.113 | 0.456 | 0.055 | 0.478 | 0.041 | 0.548 | 0.233 | 0.465 | 0.084 | 0.631 | 0.278 | 0.356 | 0.606
2024-03-19 16:00 | 0.23 | 0.621 | 0.319 | 0.181 | 0.237 | 0.105 | 0.251 | 0.066 | 0.257 | 0.033 | 0.349 | 0.243 | 0.267 | 0.057 | 0.463 | 0.281 | 0.146 | 0.672
2024-03-19 17:00 | 0.068 | 0.603 | 0.094 | 0.195 | 0.059 | 0.11 | 0.061 | 0.097 | 0.056 | 0.037 | 0.138 | 0.225 | 0.084 | 0.027 | 0.243 | 0.3 | 0.021 | 0.622
2024-03-19 18:00 | 0 | 0.421 | 0 | 0.259 | 0 | 0.138 | 0 | 0.175 | 0 | 0.065 | 0.005 | 0.207 | 0 | 0.009 | 0.032 | 0.285 | 0 | 0.661
2024-03-19 19:00 | 0 | 0.251 | 0 | 0.283 | 0 | 0.157 | 0 | 0.196 | 0 | 0.078 | 0 | 0.188 | 0 | 0.012 | 0 | 0.231 | 0 | 0.692
2024-03-19 20:00 | 0 | 0.192 | 0 | 0.255 | 0 | 0.201 | 0 | 0.191 | 0 | 0.057 | 0 | 0.178 | 0 | 0.069 | 0 | 0.196 | 0 | 0.69
2024-03-19 21:00 | 0 | 0.162 | 0 | 0.211 | 0 | 0.296 | 0 | 0.214 | 0 | 0.022 | 0 | 0.222 | 0 | 0.246 | 0 | 0.167 | 0 | 0.675
2024-03-19 22:00 | 0 | 0.132 | 0 | 0.178 | 0 | 0.422 | 0 | 0.262 | 0 | 0.005 | 0 | 0.311 | 0 | 0.448 | 0 | 0.159 | 0 | 0.674
2024-03-19 23:00 | 0 | 0.123 | 0 | 0.144 | 0 | 0.479 | 0 | 0.303 | 0 | 0.001 | 0 | 0.426 | 0 | 0.546 | 0 | 0.179 | 0 | 0.659
2024-03-20 | 0 | 0.147 | 0 | 0.101 | 0 | 0.466 | 0 | 0.317 | 0 | 0.021 | 0 | 0.501 | 0 | 0.556 | 0 | 0.193 | 0 | 0.642
2024-03-20 01:00 | 0 | 0.196 | 0 | 0.067 | 0 | 0.413 | 0 | 0.326 | 0 | 0.079 | 0 | 0.504 | 0 | 0.521 | 0 | 0.179 | 0 | 0.618
2024-03-20 02:00 | 0 | 0.275 | 0 | 0.038 | 0 | 0.313 | 0 | 0.337 | 0 | 0.161 | 0 | 0.449 | 0 | 0.466 | 0 | 0.151 | 0 | 0.568
2024-03-20 03:00 | 0 | 0.355 | 0 | 0.019 | 0 | 0.18 | 0 | 0.3 | 0 | 0.235 | 0 | 0.379 | 0 | 0.391 | 0 | 0.147 | 0 | 0.51
2024-03-20 04:00 | 0 | 0.432 | 0 | 0.025 | 0 | 0.094 | 0 | 0.259 | 0 | 0.36 | 0 | 0.323 | 0 | 0.279 | 0 | 0.157 | 0 | 0.427
2024-03-20 05:00 | 0 | 0.454 | 0 | 0.045 | 0 | 0.106 | 0 | 0.212 | 0 | 0.466 | 0 | 0.244 | 0 | 0.184 | 0 | 0.146 | 0 | 0.334
2024-03-20 06:00 | 0.014 | 0.432 | 0.024 | 0.07 | 0.041 | 0.153 | 0.056 | 0.135 | 0.057 | 0.394 | 0.002 | 0.16 | 0.034 | 0.12 | 0 | 0.112 | 0.034 | 0.268
2024-03-20 07:00 | 0.152 | 0.476 | 0.25 | 0.033 | 0.232 | 0.101 | 0.28 | 0.171 | 0.282 | 0.379 | 0.16 | 0.043 | 0.253 | 0.035 | 0.116 | 0.089 | 0.124 | 0.251
2024-03-20 08:00 | 0.336 | 0.481 | 0.461 | 0.003 | 0.379 | 0.106 | 0.484 | 0.13 | 0.456 | 0.364 | 0.331 | 0.03 | 0.447 | 0.011 | 0.349 | 0.155 | 0.206 | 0.261
2024-03-20 09:00 | 0.517 | 0.436 | 0.615 | 0.01 | 0.475 | 0.067 | 0.633 | 0.068 | 0.588 | 0.278 | 0.467 | 0.022 | 0.583 | 0.001 | 0.547 | 0.216 | 0.259 | 0.275
2024-03-20 10:00 | 0.649 | 0.42 | 0.723 | 0.042 | 0.574 | 0.039 | 0.727 | 0.027 | 0.617 | 0.211 | 0.672 | 0.019 | 0.675 | 0 | 0.69 | 0.257 | 0.32 | 0.286
2024-03-20 11:00 | 0.668 | 0.457 | 0.779 | 0.073 | 0.687 | 0.038 | 0.771 | 0.007 | 0.574 | 0.17 | 0.765 | 0.034 | 0.751 | 0.004 | 0.778 | 0.274 | 0.361 | 0.289
2024-03-20 12:00 | 0.703 | 0.522 | 0.754 | 0.1 | 0.765 | 0.054 | 0.767 | 0 | 0.55 | 0.152 | 0.791 | 0.061 | 0.777 | 0.016 | 0.815 | 0.279 | 0.382 | 0.309
2024-03-20 13:00 | 0.722 | 0.569 | 0.635 | 0.123 | 0.748 | 0.073 | 0.672 | 0 | 0.618 | 0.131 | 0.768 | 0.101 | 0.74 | 0.032 | 0.803 | 0.318 | 0.44 | 0.343
2024-03-20 14:00 | 0.645 | 0.583 | 0.535 | 0.126 | 0.657 | 0.089 | 0.503 | 0 | 0.617 | 0.101 | 0.7 | 0.147 | 0.652 | 0.041 | 0.743 | 0.388 | 0.41 | 0.395
2024-03-20 15:00 | 0.516 | 0.584 | 0.492 | 0.107 | 0.514 | 0.095 | 0.395 | 0 | 0.494 | 0.068 | 0.585 | 0.185 | 0.514 | 0.038 | 0.629 | 0.472 | 0.239 | 0.451
2024-03-20 16:00 | 0.325 | 0.571 | 0.35 | 0.084 | 0.311 | 0.087 | 0.159 | 0.002 | 0.297 | 0.039 | 0.416 | 0.201 | 0.321 | 0.027 | 0.458 | 0.547 | 0.123 | 0.489
2024-03-20 17:00 | 0.107 | 0.503 | 0.126 | 0.088 | 0.071 | 0.075 | 0.027 | 0.06 | 0.076 | 0.026 | 0.201 | 0.21 | 0.085 | 0.014 | 0.238 | 0.594 | 0.023 | 0.465
2024-03-20 18:00 | 0 | 0.32 | 0 | 0.162 | 0 | 0.069 | 0 | 0.243 | 0 | 0.054 | 0.011 | 0.249 | 0 | 0.01 | 0.029 | 0.552 | 0 | 0.466
2024-03-20 19:00 | 0 | 0.175 | 0 | 0.283 | 0 | 0.08 | 0 | 0.368 | 0 | 0.105 | 0 | 0.281 | 0 | 0.028 | 0 | 0.513 | 0 | 0.485
2024-03-20 20:00 | 0 | 0.1 | 0 | 0.454 | 0 | 0.133 | 0 | 0.429 | 0 | 0.132 | 0 | 0.278 | 0 | 0.069 | 0 | 0.505 | 0 | 0.495
2024-03-20 21:00 | 0 | 0.105 | 0 | 0.566 | 0 | 0.211 | 0 | 0.46 | 0 | 0.11 | 0 | 0.276 | 0 | 0.156 | 0 | 0.5 | 0 | 0.488
2024-03-20 22:00 | 0 | 0.146 | 0 | 0.63 | 0 | 0.256 | 0 | 0.454 | 0 | 0.08 | 0 | 0.293 | 0 | 0.284 | 0 | 0.494 | 0 | 0.471
2024-03-20 23:00 | 0 | 0.159 | 0 | 0.624 | 0 | 0.255 | 0 | 0.512 | 0 | 0.127 | 0 | 0.334 | 0 | 0.378 | 0 | 0.555 | 0 | 0.464
2024-03-21 | 0 | 0.166 | 0 | 0.572 | 0 | 0.262 | 0 | 0.546 | 0 | 0.192 | 0 | 0.413 | 0 | 0.421 | 0 | 0.558 | 0 | 0.449
2024-03-21 01:00 | 0 | 0.154 | 0 | 0.503 | 0 | 0.348 | 0 | 0.513 | 0 | 0.233 | 0 | 0.46 | 0 | 0.519 | 0 | 0.599 | 0 | 0.473
2024-03-21 02:00 | 0 | 0.131 | 0 | 0.428 | 0 | 0.425 | 0 | 0.546 | 0 | 0.288 | 0 | 0.479 | 0 | 0.586 | 0 | 0.633 | 0 | 0.516
2024-03-21 03:00 | 0 | 0.112 | 0 | 0.379 | 0 | 0.485 | 0 | 0.491 | 0 | 0.277 | 0 | 0.563 | 0 | 0.563 | 0 | 0.656 | 0 | 0.54
2024-03-21 04:00 | 0 | 0.087 | 0 | 0.366 | 0 | 0.583 | 0 | 0.358 | 0 | 0.242 | 0 | 0.601 | 0 | 0.594 | 0 | 0.705 | 0 | 0.504
2024-03-21 05:00 | 0 | 0.035 | 0 | 0.355 | 0 | 0.473 | 0 | 0.187 | 0 | 0.227 | 0 | 0.582 | 0 | 0.603 | 0 | 0.636 | 0 | 0.427
2024-03-21 06:00 | 0.009 | 0.004 | 0.022 | 0.432 | 0.028 | 0.329 | 0.033 | 0.157 | 0.039 | 0.192 | 0.001 | 0.541 | 0.027 | 0.516 | 0 | 0.525 | 0.028 | 0.297
2024-03-21 07:00 | 0.114 | 0 | 0.246 | 0.565 | 0.181 | 0.413 | 0.186 | 0.369 | 0.193 | 0.22 | 0.175 | 0.325 | 0.218 | 0.578 | 0.04 | 0.42 | 0.146 | 0.195
2024-03-21 08:00 | 0.276 | 0 | 0.467 | 0.668 | 0.339 | 0.361 | 0.442 | 0.32 | 0.327 | 0.14 | 0.397 | 0.182 | 0.439 | 0.454 | 0.136 | 0.367 | 0.274 | 0.111
2024-03-21 09:00 | 0.529 | 0.009 | 0.632 | 0.577 | 0.505 | 0.21 | 0.605 | 0.217 | 0.526 | 0.045 | 0.543 | 0.274 | 0.606 | 0.265 | 0.217 | 0.371 | 0.426 | 0.069
2024-03-21 10:00 | 0.63 | 0.033 | 0.739 | 0.405 | 0.704 | 0.114 | 0.708 | 0.155 | 0.7 | 0.006 | 0.663 | 0.132 | 0.706 | 0.155 | 0.229 | 0.259 | 0.581 | 0.046
2024-03-21 11:00 | 0.732 | 0.045 | 0.79 | 0.282 | 0.78 | 0.072 | 0.741 | 0.119 | 0.748 | 0.001 | 0.728 | 0.05 | 0.772 | 0.104 | 0.217 | 0.191 | 0.706 | 0.031
2024-03-21 12:00 | 0.752 | 0.058 | 0.794 | 0.202 | 0.787 | 0.047 | 0.715 | 0.096 | 0.757 | 0 | 0.772 | 0.011 | 0.78 | 0.071 | 0.262 | 0.207 | 0.709 | 0.035
2024-03-21 13:00 | 0.719 | 0.095 | 0.752 | 0.143 | 0.74 | 0.029 | 0.662 | 0.088 | 0.698 | 0 | 0.746 | 0.001 | 0.738 | 0.042 | 0.41 | 0.235 | 0.617 | 0.076
2024-03-21 14:00 | 0.645 | 0.16 | 0.665 | 0.103 | 0.64 | 0.018 | 0.564 | 0.094 | 0.588 | 0 | 0.684 | 0 | 0.648 | 0.025 | 0.519 | 0.228 | 0.504 | 0.117
2024-03-21 15:00 | 0.487 | 0.287 | 0.525 | 0.075 | 0.492 | 0.012 | 0.39 | 0.125 | 0.423 | 0 | 0.564 | 0 | 0.508 | 0.018 | 0.522 | 0.296 | 0.361 | 0.148
2024-03-21 16:00 | 0.311 | 0.46 | 0.285 | 0.052 | 0.246 | 0.012 | 0.242 | 0.201 | 0.218 | 0.001 | 0.387 | 0 | 0.315 | 0.025 | 0.399 | 0.447 | 0.186 | 0.18
2024-03-21 17:00 | 0.102 | 0.543 | 0.077 | 0.027 | 0.072 | 0.031 | 0.053 | 0.31 | 0.043 | 0.028 | 0.164 | 0 | 0.075 | 0.085 | 0.205 | 0.601 | 0.031 | 0.179
2024-03-21 18:00 | 0 | 0.438 | 0 | 0.021 | 0 | 0.118 | 0 | 0.342 | 0 | 0.162 | 0.006 | 0.002 | 0 | 0.296 | 0.023 | 0.666 | 0 | 0.168
2024-03-21 19:00 | 0 | 0.349 | 0 | 0.068 | 0 | 0.246 | 0 | 0.336 | 0 | 0.328 | 0 | 0.02 | 0 | 0.491 | 0 | 0.697 | 0 | 0.178
2024-03-21 20:00 | 0 | 0.335 | 0 | 0.192 | 0 | 0.4 | 0 | 0.361 | 0 | 0.379 | 0 | 0.069 | 0 | 0.551 | 0 | 0.69 | 0 | 0.203
2024-03-21 21:00 | 0 | 0.351 | 0 | 0.3 | 0 | 0.476 | 0 | 0.379 | 0 | 0.307 | 0 | 0.175 | 0 | 0.51 | 0 | 0.682 | 0 | 0.239
2024-03-21 22:00 | 0 | 0.367 | 0 | 0.327 | 0 | 0.469 | 0 | 0.407 | 0 | 0.217 | 0 | 0.315 | 0 | 0.571 | 0 | 0.655 | 0 | 0.282
2024-03-21 23:00 | 0 | 0.383 | 0 | 0.388 | 0 | 0.38 | 0 | 0.402 | 0 | 0.186 | 0 | 0.444 | 0 | 0.708 | 0 | 0.594 | 0 | 0.334
2024-03-22 | 0 | 0.471 | 0 | 0.501 | 0 | 0.339 | 0 | 0.398 | 0 | 0.194 | 0 | 0.498 | 0 | 0.622 | 0 | 0.569 | 0 | 0.407
2024-03-22 01:00 | 0 | 0.466 | 0 | 0.55 | 0 | 0.285 | 0 | 0.414 | 0 | 0.243 | 0 | 0.523 | 0 | 0.579 | 0 | 0.58 | 0 | 0.444
2024-03-22 02:00 | 0 | 0.408 | 0 | 0.535 | 0 | 0.289 | 0 | 0.489 | 0 | 0.287 | 0 | 0.539 | 0 | 0.496 | 0 | 0.55 | 0 | 0.451
2024-03-22 03:00 | 0 | 0.408 | 0 | 0.521 | 0 | 0.285 | 0 | 0.561 | 0 | 0.312 | 0 | 0.528 | 0 | 0.394 | 0 | 0.532 | 0 | 0.447
2024-03-22 04:00 | 0 | 0.428 | 0 | 0.525 | 0 | 0.276 | 0 | 0.615 | 0 | 0.305 | 0 | 0.495 | 0 | 0.351 | 0 | 0.519 | 0 | 0.448
2024-03-22 05:00 | 0 | 0.435 | 0 | 0.513 | 0 | 0.286 | 0 | 0.591 | 0 | 0.266 | 0 | 0.473 | 0 | 0.324 | 0 | 0.513 | 0 | 0.44
2024-03-22 06:00 | 0.012 | 0.431 | 0.015 | 0.488 | 0.024 | 0.261 | 0.04 | 0.574 | 0.044 | 0.223 | 0 | 0.488 | 0.019 | 0.32 | 0 | 0.501 | 0.039 | 0.403
2024-03-22 07:00 | 0.164 | 0.374 | 0.171 | 0.658 | 0.195 | 0.328 | 0.278 | 0.613 | 0.255 | 0.286 | 0.069 | 0.406 | 0.187 | 0.464 | 0.066 | 0.429 | 0.177 | 0.423
2024-03-22 08:00 | 0.381 | 0.5 | 0.365 | 0.788 | 0.396 | 0.299 | 0.494 | 0.615 | 0.487 | 0.248 | 0.196 | 0.219 | 0.376 | 0.455 | 0.221 | 0.278 | 0.343 | 0.481
2024-03-22 09:00 | 0.557 | 0.615 | 0.531 | 0.768 | 0.585 | 0.228 | 0.651 | 0.556 | 0.651 | 0.165 | 0.434 | 0.381 | 0.581 | 0.376 | 0.377 | 0.193 | 0.463 | 0.504
2024-03-22 10:00 | 0.674 | 0.538 | 0.461 | 0.689 | 0.73 | 0.185 | 0.744 | 0.465 | 0.75 | 0.112 | 0.645 | 0.519 | 0.706 | 0.31 | 0.496 | 0.106 | 0.554 | 0.519
2024-03-22 11:00 | 0.728 | 0.371 | 0.444 | 0.599 | 0.78 | 0.17 | 0.788 | 0.395 | 0.794 | 0.096 | 0.715 | 0.544 | 0.761 | 0.265 | 0.579 | 0.032 | 0.564 | 0.575
2024-03-22 12:00 | 0.736 | 0.297 | 0.41 | 0.516 | 0.753 | 0.144 | 0.785 | 0.347 | 0.777 | 0.086 | 0.728 | 0.571 | 0.755 | 0.207 | 0.584 | 0.003 | 0.582 | 0.636
2024-03-22 13:00 | 0.7 | 0.323 | 0.35 | 0.432 | 0.646 | 0.101 | 0.737 | 0.318 | 0.675 | 0.071 | 0.704 | 0.568 | 0.699 | 0.134 | 0.521 | 0 | 0.585 | 0.677
2024-03-22 14:00 | 0.604 | 0.478 | 0.334 | 0.374 | 0.505 | 0.055 | 0.64 | 0.305 | 0.516 | 0.054 | 0.635 | 0.526 | 0.59 | 0.074 | 0.484 | 0 | 0.485 | 0.714
2024-03-22 15:00 | 0.434 | 0.746 | 0.355 | 0.331 | 0.368 | 0.027 | 0.49 | 0.297 | 0.354 | 0.038 | 0.487 | 0.449 | 0.455 | 0.046 | 0.472 | 0.017 | 0.267 | 0.759
2024-03-22 16:00 | 0.266 | 0.858 | 0.264 | 0.293 | 0.197 | 0.017 | 0.287 | 0.3 | 0.158 | 0.038 | 0.305 | 0.356 | 0.275 | 0.047 | 0.37 | 0.068 | 0.09 | 0.779
2024-03-22 17:00 | 0.077 | 0.862 | 0.084 | 0.367 | 0.053 | 0.026 | 0.064 | 0.306 | 0.034 | 0.065 | 0.127 | 0.24 | 0.083 | 0.077 | 0.172 | 0.174 | 0.006 | 0.766
2024-03-22 18:00 | 0 | 0.858 | 0 | 0.624 | 0 | 0.07 | 0 | 0.291 | 0 | 0.129 | 0.004 | 0.14 | 0 | 0.169 | 0.008 | 0.312 | 0 | 0.768
2024-03-22 19:00 | 0 | 0.844 | 0 | 0.665 | 0 | 0.145 | 0 | 0.253 | 0 | 0.197 | 0 | 0.099 | 0 | 0.28 | 0 | 0.412 | 0 | 0.751
2024-03-22 20:00 | 0 | 0.834 | 0 | 0.497 | 0 | 0.242 | 0 | 0.231 | 0 | 0.259 | 0 | 0.125 | 0 | 0.375 | 0 | 0.434 | 0 | 0.728
2024-03-22 21:00 | 0 | 0.757 | 0 | 0.267 | 0 | 0.343 | 0 | 0.234 | 0 | 0.288 | 0 | 0.178 | 0 | 0.432 | 0 | 0.404 | 0 | 0.724
2024-03-22 22:00 | 0 | 0.658 | 0 | 0.245 | 0 | 0.45 | 0 | 0.249 | 0 | 0.266 | 0 | 0.24 | 0 | 0.477 | 0 | 0.358 | 0 | 0.714
2024-03-22 23:00 | 0 | 0.582 | 0 | 0.393 | 0 | 0.478 | 0 | 0.259 | 0 | 0.202 | 0 | 0.294 | 0 | 0.454 | 0 | 0.334 | 0 | 0.672
2024-03-23 | 0 | 0.556 | 0 | 0.58 | 0 | 0.432 | 0 | 0.253 | 0 | 0.17 | 0 | 0.346 | 0 | 0.407 | 0 | 0.289 | 0 | 0.647
2024-03-23 01:00 | 0 | 0.535 | 0 | 0.574 | 0 | 0.379 | 0 | 0.22 | 0 | 0.152 | 0 | 0.398 | 0 | 0.347 | 0 | 0.235 | 0 | 0.668
2024-03-23 02:00 | 0 | 0.519 | 0 | 0.544 | 0 | 0.314 | 0 | 0.201 | 0 | 0.101 | 0 | 0.374 | 0 | 0.294 | 0 | 0.195 | 0 | 0.647
2024-03-23 03:00 | 0 | 0.483 | 0 | 0.55 | 0 | 0.279 | 0 | 0.2 | 0 | 0.043 | 0 | 0.333 | 0 | 0.268 | 0 | 0.155 | 0 | 0.629
2024-03-23 04:00 | 0 | 0.386 | 0 | 0.56 | 0 | 0.281 | 0 | 0.202 | 0 | 0.024 | 0 | 0.313 | 0 | 0.271 | 0 | 0.128 | 0 | 0.63
2024-03-23 05:00 | 0 | 0.311 | 0 | 0.578 | 0 | 0.274 | 0 | 0.179 | 0 | 0.027 | 0 | 0.296 | 0 | 0.27 | 0 | 0.132 | 0 | 0.655
2024-03-23 06:00 | 0.009 | 0.401 | 0.011 | 0.535 | 0.032 | 0.222 | 0.037 | 0.132 | 0.047 | 0.022 | 0.001 | 0.287 | 0.029 | 0.212 | 0 | 0.148 | 0.037 | 0.627
2024-03-23 07:00 | 0.086 | 0.513 | 0.162 | 0.494 | 0.205 | 0.233 | 0.225 | 0.12 | 0.245 | 0.013 | 0.16 | 0.197 | 0.241 | 0.261 | 0.101 | 0.133 | 0.139 | 0.619
2024-03-23 08:00 | 0.234 | 0.52 | 0.38 | 0.706 | 0.464 | 0.161 | 0.478 | 0.054 | 0.488 | 0.008 | 0.389 | 0.193 | 0.455 | 0.167 | 0.319 | 0.155 | 0.223 | 0.633
2024-03-23 09:00 | 0.365 | 0.813 | 0.55 | 0.67 | 0.633 | 0.112 | 0.633 | 0.015 | 0.637 | 0.013 | 0.569 | 0.236 | 0.613 | 0.099 | 0.469 | 0.169 | 0.313 | 0.624
2024-03-23 10:00 | 0.353 | 0.924 | 0.682 | 0.556 | 0.736 | 0.102 | 0.741 | 0.004 | 0.734 | 0.027 | 0.69 | 0.3 | 0.722 | 0.077 | 0.616 | 0.147 | 0.411 | 0.599
2024-03-23 11:00 | 0.334 | 0.863 | 0.724 | 0.464 | 0.786 | 0.09 | 0.785 | 0.001 | 0.77 | 0.043 | 0.76 | 0.454 | 0.765 | 0.062 | 0.707 | 0.148 | 0.587 | 0.623
2024-03-23 12:00 | 0.279 | 0.624 | 0.709 | 0.388 | 0.769 | 0.074 | 0.757 | 0 | 0.766 | 0.05 | 0.782 | 0.582 | 0.76 | 0.045 | 0.71 | 0.185 | 0.675 | 0.668
2024-03-23 13:00 | 0.26 | 0.355 | 0.637 | 0.318 | 0.702 | 0.069 | 0.694 | 0 | 0.664 | 0.05 | 0.759 | 0.577 | 0.705 | 0.036 | 0.684 | 0.254 | 0.605 | 0.701
2024-03-23 14:00 | 0.26 | 0.281 | 0.571 | 0.255 | 0.576 | 0.068 | 0.576 | 0 | 0.52 | 0.048 | 0.69 | 0.53 | 0.596 | 0.032 | 0.623 | 0.379 | 0.532 | 0.737
2024-03-23 15:00 | 0.21 | 0.334 | 0.36 | 0.183 | 0.424 | 0.066 | 0.43 | 0 | 0.325 | 0.042 | 0.573 | 0.501 | 0.444 | 0.028 | 0.5 | 0.508 | 0.323 | 0.765
2024-03-23 16:00 | 0.142 | 0.315 | 0.171 | 0.091 | 0.198 | 0.058 | 0.247 | 0 | 0.159 | 0.029 | 0.404 | 0.474 | 0.247 | 0.02 | 0.326 | 0.587 | 0.113 | 0.755
2024-03-23 17:00 | 0.041 | 0.296 | 0.043 | 0.041 | 0.053 | 0.043 | 0.049 | 0 | 0.035 | 0.018 | 0.192 | 0.466 | 0.074 | 0.013 | 0.135 | 0.63 | 0.011 | 0.687
2024-03-23 18:00 | 0 | 0.247 | 0 | 0.09 | 0 | 0.037 | 0 | 0.018 | 0 | 0.013 | 0.009 | 0.542 | 0 | 0.006 | 0.015 | 0.603 | 0 | 0.583
2024-03-23 19:00 | 0 | 0.267 | 0 | 0.185 | 0 | 0.03 | 0 | 0.067 | 0 | 0.012 | 0 | 0.621 | 0 | 0.002 | 0 | 0.556 | 0 | 0.408
2024-03-23 20:00 | 0 | 0.338 | 0 | 0.294 | 0 | 0.018 | 0 | 0.098 | 0 | 0.011 | 0 | 0.604 | 0 | 0 | 0 | 0.513 | 0 | 0.287
2024-03-23 21:00 | 0 | 0.316 | 0 | 0.364 | 0 | 0.007 | 0 | 0.107 | 0 | 0.011 | 0 | 0.599 | 0 | 0 | 0 | 0.454 | 0 | 0.303
2024-03-23 22:00 | 0 | 0.281 | 0 | 0.403 | 0 | 0.002 | 0 | 0.108 | 0 | 0.008 | 0 | 0.578 | 0 | 0 | 0 | 0.411 | 0 | 0.33
2024-03-23 23:00 | 0 | 0.29 | 0 | 0.425 | 0 | 0 | 0 | 0.111 | 0 | 0.005 | 0 | 0.556 | 0 | 0 | 0 | 0.382 | 0 | 0.274
2024-03-24 | 0 | 0.315 | 0 | 0.398 | 0 | 0 | 0 | 0.12 | 0 | 0.003 | 0 | 0.566 | 0 | 0 | 0 | 0.351 | 0 | 0.259
2024-03-24 01:00 | 0 | 0.368 | 0 | 0.31 | 0 | 0.001 | 0 | 0.136 | 0 | 0.002 | 0 | 0.538 | 0 | 0.001 | 0 | 0.364 | 0 | 0.305
2024-03-24 02:00 | 0 | 0.422 | 0 | 0.2 | 0 | 0.01 | 0 | 0.152 | 0 | 0.003 | 0 | 0.462 | 0 | 0.003 | 0 | 0.399 | 0 | 0.202
2024-03-24 03:00 | 0 | 0.46 | 0 | 0.104 | 0 | 0.031 | 0 | 0.168 | 0 | 0.007 | 0 | 0.37 | 0 | 0.006 | 0 | 0.458 | 0 | 0.044
2024-03-24 04:00 | 0 | 0.49 | 0 | 0.041 | 0 | 0.049 | 0 | 0.18 | 0 | 0.01 | 0 | 0.28 | 0 | 0.008 | 0 | 0.537 | 0 | 0.054
2024-03-24 05:00 | 0 | 0.457 | 0 | 0.016 | 0 | 0.055 | 0 | 0.179 | 0 | 0.009 | 0 | 0.206 | 0 | 0.009 | 0 | 0.537 | 0 | 0.076
2024-03-24 06:00 | 0.011 | 0.417 | 0.021 | 0.02 | 0.039 | 0.058 | 0.058 | 0.147 | 0.054 | 0.006 | 0 | 0.147 | 0.03 | 0.01 | 0 | 0.552 | 0.034 | 0.081
2024-03-24 07:00 | 0.135 | 0.396 | 0.251 | 0.017 | 0.272 | 0.058 | 0.29 | 0.101 | 0.29 | 0.004 | 0.162 | 0.061 | 0.253 | 0.014 | 0.033 | 0.527 | 0.239 | 0.041
2024-03-24 08:00 | 0.29 | 0.599 | 0.476 | 0.011 | 0.482 | 0.181 | 0.493 | 0.093 | 0.498 | 0.102 | 0.399 | 0.037 | 0.463 | 0.09 | 0.15 | 0.655 | 0.46 | 0.01
2024-03-24 09:00 | 0.466 | 0.593 | 0.636 | 0.162 | 0.637 | 0.233 | 0.641 | 0.057 | 0.649 | 0.179 | 0.58 | 0.023 | 0.618 | 0.133 | 0.391 | 0.687 | 0.61 | 0.003
2024-03-24 10:00 | 0.654 | 0.59 | 0.743 | 0.364 | 0.737 | 0.282 | 0.733 | 0.059 | 0.744 | 0.222 | 0.7 | 0.089 | 0.719 | 0.168 | 0.583 | 0.654 | 0.705 | 0.035
2024-03-24 11:00 | 0.718 | 0.658 | 0.798 | 0.484 | 0.785 | 0.355 | 0.776 | 0.068 | 0.788 | 0.254 | 0.768 | 0.169 | 0.77 | 0.217 | 0.688 | 0.619 | 0.734 | 0.143
2024-03-24 12:00 | 0.72 | 0.707 | 0.807 | 0.527 | 0.785 | 0.422 | 0.773 | 0.073 | 0.784 | 0.3 | 0.79 | 0.251 | 0.773 | 0.256 | 0.748 | 0.613 | 0.698 | 0.379
2024-03-24 13:00 | 0.646 | 0.758 | 0.769 | 0.542 | 0.741 | 0.466 | 0.726 | 0.078 | 0.735 | 0.345 | 0.767 | 0.347 | 0.73 | 0.287 | 0.765 | 0.652 | 0.624 | 0.638
2024-03-24 14:00 | 0.524 | 0.779 | 0.681 | 0.556 | 0.648 | 0.492 | 0.63 | 0.089 | 0.64 | 0.381 | 0.7 | 0.425 | 0.64 | 0.302 | 0.719 | 0.713 | 0.492 | 0.744
2024-03-24 15:00 | 0.328 | 0.748 | 0.535 | 0.544 | 0.498 | 0.504 | 0.484 | 0.105 | 0.489 | 0.402 | 0.582 | 0.457 | 0.481 | 0.304 | 0.543 | 0.786 | 0.357 | 0.793
2024-03-24 16:00 | 0.185 | 0.663 | 0.348 | 0.472 | 0.266 | 0.47 | 0.288 | 0.124 | 0.275 | 0.369 | 0.412 | 0.444 | 0.225 | 0.27 | 0.317 | 0.831 | 0.182 | 0.791
2024-03-24 17:00 | 0.05 | 0.494 | 0.121 | 0.388 | 0.064 | 0.343 | 0.067 | 0.13 | 0.055 | 0.264 | 0.195 | 0.409 | 0.051 | 0.19 | 0.167 | 0.861 | 0.029 | 0.7
2024-03-24 18:00 | 0 | 0.254 | 0 | 0.407 | 0 | 0.284 | 0 | 0.133 | 0 | 0.219 | 0.008 | 0.388 | 0 | 0.162 | 0.019 | 0.84 | 0 | 0.642
2024-03-24 19:00 | 0 | 0.182 | 0 | 0.388 | 0 | 0.222 | 0 | 0.085 | 0 | 0.206 | 0 | 0.422 | 0 | 0.134 | 0 | 0.794 | 0 | 0.621
2024-03-24 20:00 | 0 | 0.165 | 0 | 0.347 | 0 | 0.159 | 0 | 0.026 | 0 | 0.245 | 0 | 0.461 | 0 | 0.099 | 0 | 0.758 | 0 | 0.653
2024-03-24 21:00 | 0 | 0.175 | 0 | 0.347 | 0 | 0.118 | 0 | 0.003 | 0 | 0.286 | 0 | 0.522 | 0 | 0.076 | 0 | 0.734 | 0 | 0.657
2024-03-24 22:00 | 0 | 0.172 | 0 | 0.358 | 0 | 0.113 | 0 | 0.002 | 0 | 0.302 | 0 | 0.589 | 0 | 0.084 | 0 | 0.678 | 0 | 0.647
2024-03-24 23:00 | 0 | 0.223 | 0 | 0.391 | 0 | 0.119 | 0 | 0.013 | 0 | 0.302 | 0 | 0.657 | 0 | 0.131 | 0 | 0.69 | 0 | 0.646
2024-03-25 | 0 | 0.289 | 0 | 0.404 | 0 | 0.138 | 0 | 0.09 | 0 | 0.332 | 0 | 0.635 | 0 | 0.192 | 0 | 0.734 | 0 | 0.668
2024-03-25 01:00 | 0 | 0.325 | 0 | 0.361 | 0 | 0.193 | 0 | 0.287 | 0 | 0.343 | 0 | 0.58 | 0 | 0.258 | 0 | 0.77 | 0 | 0.692
2024-03-25 02:00 | 0 | 0.353 | 0 | 0.316 | 0 | 0.254 | 0 | 0.406 | 0 | 0.328 | 0 | 0.544 | 0 | 0.329 | 0 | 0.788 | 0 | 0.698
2024-03-25 03:00 | 0 | 0.466 | 0 | 0.278 | 0 | 0.291 | 0 | 0.347 | 0 | 0.297 | 0 | 0.504 | 0 | 0.388 | 0 | 0.801 | 0 | 0.707
2024-03-25 04:00 | 0 | 0.472 | 0 | 0.224 | 0 | 0.308 | 0 | 0.281 | 0 | 0.278 | 0 | 0.459 | 0 | 0.402 | 0 | 0.796 | 0 | 0.682
2024-03-25 05:00 | 0 | 0.346 | 0 | 0.186 | 0 | 0.348 | 0 | 0.284 | 0 | 0.275 | 0 | 0.426 | 0 | 0.414 | 0 | 0.72 | 0 | 0.635
2024-03-25 06:00 | 0.004 | 0.154 | 0.012 | 0.175 | 0.037 | 0.352 | 0.038 | 0.31 | 0.04 | 0.254 | 0 | 0.397 | 0.031 | 0.397 | 0 | 0.619 | 0.023 | 0.622
2024-03-25 07:00 | 0.072 | 0.032 | 0.149 | 0.157 | 0.252 | 0.24 | 0.247 | 0.44 | 0.242 | 0.206 | 0.163 | 0.303 | 0.263 | 0.171 | 0.083 | 0.453 | 0.115 | 0.623
2024-03-25 08:00 | 0.348 | 0.017 | 0.341 | 0.111 | 0.494 | 0.201 | 0.469 | 0.381 | 0.488 | 0.16 | 0.392 | 0.25 | 0.475 | 0.115 | 0.268 | 0.498 | 0.253 | 0.657
2024-03-25 09:00 | 0.607 | 0.006 | 0.55 | 0.034 | 0.646 | 0.101 | 0.634 | 0.255 | 0.644 | 0.114 | 0.571 | 0.093 | 0.628 | 0.035 | 0.406 | 0.438 | 0.4 | 0.665
2024-03-25 10:00 | 0.735 | 0.004 | 0.703 | 0.003 | 0.742 | 0.044 | 0.727 | 0.159 | 0.739 | 0.093 | 0.691 | 0.031 | 0.725 | 0.001 | 0.541 | 0.274 | 0.471 | 0.625
2024-03-25 11:00 | 0.729 | 0.008 | 0.775 | 0 | 0.787 | 0.055 | 0.762 | 0.127 | 0.776 | 0.112 | 0.761 | 0.013 | 0.774 | 0.009 | 0.628 | 0.212 | 0.525 | 0.594
2024-03-25 12:00 | 0.719 | 0.012 | 0.789 | 0 | 0.785 | 0.082 | 0.738 | 0.11 | 0.76 | 0.166 | 0.783 | 0.002 | 0.778 | 0.035 | 0.602 | 0.196 | 0.53 | 0.606
2024-03-25 13:00 | 0.722 | 0.025 | 0.742 | 0 | 0.734 | 0.095 | 0.626 | 0.09 | 0.67 | 0.205 | 0.76 | 0 | 0.737 | 0.063 | 0.526 | 0.199 | 0.501 | 0.624
2024-03-25 14:00 | 0.611 | 0.063 | 0.656 | 0 | 0.614 | 0.097 | 0.489 | 0.083 | 0.503 | 0.195 | 0.692 | 0 | 0.649 | 0.083 | 0.457 | 0.27 | 0.422 | 0.605
2024-03-25 15:00 | 0.467 | 0.107 | 0.531 | 0 | 0.481 | 0.086 | 0.317 | 0.119 | 0.348 | 0.144 | 0.574 | 0.002 | 0.51 | 0.084 | 0.354 | 0.398 | 0.327 | 0.553
2024-03-25 16:00 | 0.261 | 0.159 | 0.34 | 0 | 0.291 | 0.064 | 0.167 | 0.238 | 0.185 | 0.109 | 0.403 | 0.011 | 0.323 | 0.074 | 0.145 | 0.568 | 0.133 | 0.456
2024-03-25 17:00 | 0.048 | 0.219 | 0.11 | 0.001 | 0.08 | 0.019 | 0.036 | 0.471 | 0.046 | 0.203 | 0.15 | 0.025 | 0.102 | 0.053 | 0.033 | 0.649 | 0.015 | 0.31
2024-03-25 18:00 | 0 | 0.233 | 0 | 0.013 | 0 | 0.005 | 0 | 0.622 | 0 | 0.498 | 0.005 | 0.068 | 0 | 0.053 | 0 | 0.675 | 0 | 0.248
2024-03-25 19:00 | 0 | 0.205 | 0 | 0.062 | 0 | 0.028 | 0 | 0.768 | 0 | 0.588 | 0 | 0.148 | 0 | 0.084 | 0 | 0.682 | 0 | 0.235
2024-03-25 20:00 | 0 | 0.174 | 0 | 0.135 | 0 | 0.156 | 0 | 0.799 | 0 | 0.549 | 0 | 0.256 | 0 | 0.219 | 0 | 0.656 | 0 | 0.208
2024-03-25 21:00 | 0 | 0.159 | 0 | 0.196 | 0 | 0.378 | 0 | 0.777 | 0 | 0.523 | 0 | 0.374 | 0 | 0.484 | 0 | 0.582 | 0 | 0.191
2024-03-25 22:00 | 0 | 0.181 | 0 | 0.228 | 0 | 0.45 | 0 | 0.75 | 0 | 0.538 | 0 | 0.45 | 0 | 0.515 | 0 | 0.498 | 0 | 0.152
2024-03-25 23:00 | 0 | 0.207 | 0 | 0.262 | 0 | 0.498 | 0 | 0.65 | 0 | 0.447 | 0 | 0.46 | 0 | 0.444 | 0 | 0.46 | 0 | 0.106
2024-03-26 | 0 | 0.259 | 0 | 0.309 | 0 | 0.548 | 0 | 0.584 | 0 | 0.339 | 0 | 0.43 | 0 | 0.561 | 0 | 0.415 | 0 | 0.062
2024-03-26 01:00 | 0 | 0.278 | 0 | 0.369 | 0 | 0.476 | 0 | 0.527 | 0 | 0.296 | 0 | 0.354 | 0 | 0.574 | 0 | 0.333 | 0 | 0.022
2024-03-26 02:00 | 0 | 0.283 | 0 | 0.395 | 0 | 0.422 | 0 | 0.469 | 0 | 0.273 | 0 | 0.239 | 0 | 0.484 | 0 | 0.252 | 0 | 0.005
2024-03-26 03:00 | 0 | 0.281 | 0 | 0.368 | 0 | 0.33 | 0 | 0.41 | 0 | 0.245 | 0 | 0.132 | 0 | 0.404 | 0 | 0.179 | 0 | 0.002
2024-03-26 04:00 | 0 | 0.272 | 0 | 0.343 | 0 | 0.277 | 0 | 0.369 | 0 | 0.185 | 0 | 0.059 | 0 | 0.395 | 0 | 0.116 | 0 | 0.002
2024-03-26 05:00 | 0 | 0.292 | 0 | 0.354 | 0 | 0.264 | 0 | 0.35 | 0 | 0.158 | 0 | 0.028 | 0 | 0.347 | 0 | 0.073 | 0 | 0.004
2024-03-26 06:00 | 0.009 | 0.327 | 0.011 | 0.374 | 0.021 | 0.296 | 0.028 | 0.387 | 0.026 | 0.143 | 0 | 0.024 | 0.013 | 0.337 | 0 | 0.035 | 0.027 | 0.009
2024-03-26 07:00 | 0.135 | 0.337 | 0.171 | 0.539 | 0.181 | 0.391 | 0.187 | 0.486 | 0.178 | 0.12 | 0.161 | 0.025 | 0.145 | 0.409 | 0.108 | 0.017 | 0.169 | 0.029
2024-03-26 08:00 | 0.257 | 0.621 | 0.394 | 0.659 | 0.359 | 0.466 | 0.37 | 0.371 | 0.343 | 0.104 | 0.389 | 0.008 | 0.299 | 0.424 | 0.343 | 0.012 | 0.355 | 0.075
2024-03-26 09:00 | 0.368 | 0.7 | 0.602 | 0.531 | 0.495 | 0.476 | 0.505 | 0.212 | 0.486 | 0.12 | 0.562 | 0.002 | 0.448 | 0.379 | 0.542 | 0.041 | 0.516 | 0.126
2024-03-26 10:00 | 0.456 | 0.592 | 0.721 | 0.382 | 0.636 | 0.433 | 0.606 | 0.103 | 0.596 | 0.144 | 0.681 | 0.085 | 0.613 | 0.297 | 0.684 | 0.113 | 0.649 | 0.189
2024-03-26 11:00 | 0.636 | 0.387 | 0.776 | 0.297 | 0.718 | 0.379 | 0.63 | 0.049 | 0.657 | 0.178 | 0.746 | 0.22 | 0.727 | 0.216 | 0.771 | 0.195 | 0.674 | 0.267
2024-03-26 12:00 | 0.748 | 0.199 | 0.784 | 0.266 | 0.765 | 0.311 | 0.682 | 0.022 | 0.703 | 0.204 | 0.758 | 0.366 | 0.762 | 0.164 | 0.806 | 0.293 | 0.551 | 0.37
2024-03-26 13:00 | 0.729 | 0.114 | 0.747 | 0.277 | 0.73 | 0.251 | 0.626 | 0.009 | 0.677 | 0.214 | 0.722 | 0.488 | 0.721 | 0.141 | 0.788 | 0.343 | 0.414 | 0.477
2024-03-26 14:00 | 0.646 | 0.111 | 0.663 | 0.302 | 0.656 | 0.214 | 0.511 | 0.005 | 0.587 | 0.197 | 0.654 | 0.558 | 0.643 | 0.127 | 0.721 | 0.332 | 0.361 | 0.578
2024-03-26 15:00 | 0.512 | 0.187 | 0.525 | 0.334 | 0.504 | 0.192 | 0.392 | 0.004 | 0.454 | 0.16 | 0.544 | 0.56 | 0.506 | 0.102 | 0.608 | 0.236 | 0.243 | 0.648
2024-03-26 16:00 | 0.322 | 0.358 | 0.331 | 0.341 | 0.296 | 0.162 | 0.203 | 0.006 | 0.274 | 0.125 | 0.364 | 0.502 | 0.313 | 0.074 | 0.332 | 0.14 | 0.104 | 0.678
2024-03-26 17:00 | 0.097 | 0.519 | 0.099 | 0.289 | 0.074 | 0.131 | 0.041 | 0.031 | 0.056 | 0.087 | 0.165 | 0.379 | 0.089 | 0.057 | 0.069 | 0.108 | 0.014 | 0.65
2024-03-26 18:00 | 0 | 0.539 | 0 | 0.253 | 0 | 0.213 | 0 | 0.153 | 0 | 0.107 | 0.006 | 0.313 | 0 | 0.132 | 0.003 | 0.095 | 0 | 0.615
2024-03-26 19:00 | 0 | 0.461 | 0 | 0.201 | 0 | 0.325 | 0 | 0.204 | 0 | 0.209 | 0 | 0.404 | 0 | 0.256 | 0 | 0.064 | 0 | 0.608
2024-03-26 20:00 | 0 | 0.337 | 0 | 0.158 | 0 | 0.391 | 0 | 0.186 | 0 | 0.338 | 0 | 0.556 | 0 | 0.328 | 0 | 0.023 | 0 | 0.615
2024-03-26 21:00 | 0 | 0.188 | 0 | 0.122 | 0 | 0.432 | 0 | 0.159 | 0 | 0.407 | 0 | 0.59 | 0 | 0.332 | 0 | 0.013 | 0 | 0.633
2024-03-26 22:00 | 0 | 0.087 | 0 | 0.084 | 0 | 0.455 | 0 | 0.14 | 0 | 0.394 | 0 | 0.511 | 0 | 0.282 | 0 | 0.005 | 0 | 0.653
2024-03-26 23:00 | 0 | 0.015 | 0 | 0.055 | 0 | 0.447 | 0 | 0.119 | 0 | 0.324 | 0 | 0.401 | 0 | 0.225 | 0 | 0.001 | 0 | 0.635
2024-03-27 | 0 | 0.004 | 0 | 0.027 | 0 | 0.415 | 0 | 0.099 | 0 | 0.271 | 0 | 0.313 | 0 | 0.171 | 0 | 0 | 0 | 0.586
2024-03-27 01:00 | 0 | 0.07 | 0 | 0.005 | 0 | 0.358 | 0 | 0.088 | 0 | 0.223 | 0 | 0.252 | 0 | 0.118 | 0 | 0 | 0 | 0.525
2024-03-27 02:00 | 0 | 0.357 | 0 | 0 | 0 | 0.285 | 0 | 0.074 | 0 | 0.158 | 0 | 0.181 | 0 | 0.074 | 0 | 0 | 0 | 0.506
2024-03-27 03:00 | 0 | 0.674 | 0 | 0 | 0 | 0.229 | 0 | 0.056 | 0 | 0.091 | 0 | 0.113 | 0 | 0.06 | 0 | 0.003 | 0 | 0.502
2024-03-27 04:00 | 0 | 0.735 | 0 | 0 | 0 | 0.214 | 0 | 0.039 | 0 | 0.047 | 0 | 0.061 | 0 | 0.062 | 0 | 0.011 | 0 | 0.463
2024-03-27 05:00 | 0 | 0.68 | 0 | 0 | 0 | 0.213 | 0 | 0.026 | 0 | 0.024 | 0 | 0.033 | 0 | 0.074 | 0 | 0.016 | 0 | 0.399
2024-03-27 06:00 | 0.008 | 0.604 | 0.018 | 0 | 0.027 | 0.201 | 0.052 | 0.014 | 0.034 | 0.007 | 0 | 0.02 | 0.024 | 0.08 | 0 | 0.03 | 0.049 | 0.325
2024-03-27 07:00 | 0.161 | 0.523 | 0.224 | 0.002 | 0.229 | 0.233 | 0.287 | 0.009 | 0.217 | 0.016 | 0.157 | 0.003 | 0.231 | 0.163 | 0.069 | 0.051 | 0.21 | 0.252
2024-03-27 08:00 | 0.411 | 0.679 | 0.372 | 0.002 | 0.476 | 0.309 | 0.493 | 0.009 | 0.476 | 0.083 | 0.387 | 0 | 0.456 | 0.22 | 0.242 | 0.079 | 0.432 | 0.186
2024-03-27 09:00 | 0.595 | 0.682 | 0.588 | 0.057 | 0.631 | 0.27 | 0.642 | 0.002 | 0.65 | 0.157 | 0.562 | 0 | 0.616 | 0.191 | 0.407 | 0.118 | 0.628 | 0.121
2024-03-27 10:00 | 0.589 | 0.608 | 0.725 | 0.409 | 0.728 | 0.225 | 0.735 | 0.002 | 0.741 | 0.185 | 0.68 | 0.009 | 0.714 | 0.144 | 0.493 | 0.155 | 0.727 | 0.103
2024-03-27 11:00 | 0.661 | 0.61 | 0.781 | 0.556 | 0.779 | 0.194 | 0.778 | 0.004 | 0.78 | 0.158 | 0.742 | 0.048 | 0.763 | 0.112 | 0.58 | 0.201 | 0.769 | 0.104
2024-03-27 12:00 | 0.672 | 0.648 | 0.789 | 0.636 | 0.779 | 0.202 | 0.774 | 0.008 | 0.779 | 0.14 | 0.768 | 0.124 | 0.767 | 0.107 | 0.689 | 0.225 | 0.764 | 0.101
2024-03-27 13:00 | 0.566 | 0.7 | 0.752 | 0.695 | 0.698 | 0.24 | 0.726 | 0.014 | 0.731 | 0.154 | 0.742 | 0.214 | 0.716 | 0.117 | 0.664 | 0.192 | 0.71 | 0.093
2024-03-27 14:00 | 0.488 | 0.721 | 0.656 | 0.727 | 0.452 | 0.272 | 0.631 | 0.019 | 0.624 | 0.178 | 0.644 | 0.289 | 0.576 | 0.12 | 0.64 | 0.16 | 0.605 | 0.085
2024-03-27 15:00 | 0.354 | 0.743 | 0.42 | 0.729 | 0.329 | 0.277 | 0.485 | 0.023 | 0.443 | 0.203 | 0.46 | 0.345 | 0.398 | 0.112 | 0.585 | 0.131 | 0.422 | 0.07
2024-03-27 16:00 | 0.22 | 0.76 | 0.194 | 0.653 | 0.213 | 0.246 | 0.288 | 0.023 | 0.222 | 0.199 | 0.261 | 0.381 | 0.207 | 0.085 | 0.429 | 0.115 | 0.141 | 0.094
2024-03-27 17:00 | 0.069 | 0.67 | 0.06 | 0.494 | 0.054 | 0.165 | 0.069 | 0.03 | 0.052 | 0.145 | 0.1 | 0.379 | 0.055 | 0.036 | 0.211 | 0.093 | 0.012 | 0.169
2024-03-27 18:00 | 0 | 0.459 | 0 | 0.464 | 0 | 0.119 | 0 | 0.055 | 0 | 0.133 | 0.003 | 0.406 | 0 | 0.014 | 0.017 | 0.098 | 0 | 0.284
2024-03-27 19:00 | 0 | 0.326 | 0 | 0.46 | 0 | 0.062 | 0 | 0.065 | 0 | 0.11 | 0 | 0.413 | 0 | 0.006 | 0 | 0.076 | 0 | 0.381
2024-03-27 20:00 | 0 | 0.285 | 0 | 0.473 | 0 | 0.015 | 0 | 0.085 | 0 | 0.084 | 0 | 0.361 | 0 | 0.002 | 0 | 0.028 | 0 | 0.451
2024-03-27 21:00 | 0 | 0.314 | 0 | 0.476 | 0 | 0.001 | 0 | 0.135 | 0 | 0.055 | 0 | 0.305 | 0 | 0.002 | 0 | 0.011 | 0 | 0.513
2024-03-27 22:00 | 0 | 0.391 | 0 | 0.462 | 0 | 0 | 0 | 0.191 | 0 | 0.025 | 0 | 0.274 | 0 | 0.002 | 0 | 0.013 | 0 | 0.538
2024-03-27 23:00 | 0 | 0.454 | 0 | 0.447 | 0 | 0 | 0 | 0.196 | 0 | 0.011 | 0 | 0.276 | 0 | 0.001 | 0 | 0.008 | 0 | 0.513
2024-03-28 | 0 | 0.491 | 0 | 0.401 | 0 | 0.002 | 0 | 0.163 | 0 | 0.012 | 0 | 0.285 | 0 | 0.002 | 0 | 0.001 | 0 | 0.462
2024-03-28 01:00 | 0 | 0.553 | 0 | 0.365 | 0 | 0.041 | 0 | 0.123 | 0 | 0.033 | 0 | 0.285 | 0 | 0.03 | 0 | 0 | 0 | 0.4
2024-03-28 02:00 | 0 | 0.669 | 0 | 0.332 | 0 | 0.13 | 0 | 0.089 | 0 | 0.093 | 0 | 0.28 | 0 | 0.124 | 0 | 0 | 0 | 0.361
2024-03-28 03:00 | 0 | 0.642 | 0 | 0.29 | 0 | 0.177 | 0 | 0.067 | 0 | 0.17 | 0 | 0.278 | 0 | 0.192 | 0 | 0.004 | 0 | 0.326
2024-03-28 04:00 | 0 | 0.635 | 0 | 0.279 | 0 | 0.157 | 0 | 0.051 | 0 | 0.192 | 0 | 0.298 | 0 | 0.185 | 0 | 0.011 | 0 | 0.352
2024-03-28 05:00 | 0 | 0.63 | 0 | 0.328 | 0 | 0.118 | 0 | 0.048 | 0 | 0.144 | 0 | 0.323 | 0 | 0.154 | 0 | 0.012 | 0 | 0.51
2024-03-28 06:00 | 0.01 | 0.553 | 0.011 | 0.394 | 0.037 | 0.078 | 0.039 | 0.049 | 0.052 | 0.082 | 0 | 0.337 | 0.024 | 0.115 | 0 | 0.017 | 0.054 | 0.583
2024-03-28 07:00 | 0.175 | 0.422 | 0.16 | 0.245 | 0.28 | 0.017 | 0.267 | 0.03 | 0.295 | 0.01 | 0.165 | 0.241 | 0.25 | 0.025 | 0.094 | 0.019 | 0.276 | 0.506
2024-03-28 08:00 | 0.408 | 0.45 | 0.365 | 0.15 | 0.493 | 0 | 0.466 | 0.021 | 0.503 | 0 | 0.397 | 0.071 | 0.464 | 0 | 0.32 | 0.01 | 0.481 | 0.568
2024-03-28 09:00 | 0.603 | 0.335 | 0.566 | 0.167 | 0.643 | 0.003 | 0.628 | 0.009 | 0.648 | 0.013 | 0.571 | 0.046 | 0.617 | 0 | 0.52 | 0.001 | 0.631 | 0.571
2024-03-28 10:00 | 0.714 | 0.204 | 0.709 | 0.059 | 0.74 | 0.015 | 0.722 | 0.006 | 0.743 | 0.03 | 0.693 | 0.003 | 0.718 | 0.003 | 0.671 | 0.001 | 0.729 | 0.532
2024-03-28 11:00 | 0.774 | 0.09 | 0.777 | 0.015 | 0.786 | 0.035 | 0.765 | 0.003 | 0.784 | 0.031 | 0.762 | 0 | 0.768 | 0.011 | 0.76 | 0.013 | 0.771 | 0.447
2024-03-28 12:00 | 0.785 | 0.027 | 0.788 | 0.004 | 0.776 | 0.055 | 0.724 | 0.002 | 0.764 | 0.025 | 0.782 | 0.001 | 0.773 | 0.022 | 0.798 | 0.058 | 0.77 | 0.354
2024-03-28 13:00 | 0.745 | 0.008 | 0.752 | 0.004 | 0.713 | 0.067 | 0.592 | 0.002 | 0.671 | 0.017 | 0.758 | 0.039 | 0.732 | 0.031 | 0.785 | 0.133 | 0.717 | 0.291
2024-03-28 14:00 | 0.655 | 0.005 | 0.667 | 0.008 | 0.608 | 0.067 | 0.343 | 0.001 | 0.583 | 0.008 | 0.69 | 0.115 | 0.644 | 0.035 | 0.721 | 0.201 | 0.608 | 0.242
2024-03-28 15:00 | 0.514 | 0.048 | 0.531 | 0.014 | 0.471 | 0.06 | 0.185 | 0 | 0.46 | 0.002 | 0.573 | 0.186 | 0.507 | 0.034 | 0.605 | 0.241 | 0.442 | 0.199
2024-03-28 16:00 | 0.319 | 0.185 | 0.341 | 0.018 | 0.294 | 0.053 | 0.068 | 0.006 | 0.278 | 0.001 | 0.404 | 0.225 | 0.318 | 0.032 | 0.433 | 0.257 | 0.228 | 0.163
2024-03-28 17:00 | 0.091 | 0.381 | 0.112 | 0.027 | 0.084 | 0.06 | 0.009 | 0.076 | 0.06 | 0 | 0.187 | 0.206 | 0.097 | 0.049 | 0.213 | 0.251 | 0.03 | 0.115
2024-03-28 18:00 | 0 | 0.45 | 0 | 0.051 | 0 | 0.087 | 0 | 0.197 | 0 | 0.011 | 0.005 | 0.174 | 0 | 0.122 | 0.015 | 0.192 | 0 | 0.062
2024-03-28 19:00 | 0 | 0.463 | 0 | 0.086 | 0 | 0.127 | 0 | 0.247 | 0 | 0.104 | 0 | 0.12 | 0 | 0.245 | 0 | 0.104 | 0 | 0.023
2024-03-28 20:00 | 0 | 0.516 | 0 | 0.121 | 0 | 0.167 | 0 | 0.283 | 0 | 0.259 | 0 | 0.084 | 0 | 0.375 | 0 | 0.046 | 0 | 0.005
2024-03-28 21:00 | 0 | 0.574 | 0 | 0.136 | 0 | 0.177 | 0 | 0.38 | 0 | 0.348 | 0 | 0.068 | 0 | 0.465 | 0 | 0.013 | 0 | 0.001
2024-03-28 22:00 | 0 | 0.59 | 0 | 0.133 | 0 | 0.162 | 0 | 0.564 | 0 | 0.318 | 0 | 0.056 | 0 | 0.523 | 0 | 0.001 | 0 | 0
2024-03-28 23:00 | 0 | 0.538 | 0 | 0.142 | 0 | 0.145 | 0 | 0.571 | 0 | 0.216 | 0 | 0.057 | 0 | 0.522 | 0 | 0 | 0 | 0
2024-03-29 | 0 | 0.438 | 0 | 0.177 | 0 | 0.234 | 0 | 0.476 | 0 | 0.135 | 0 | 0.063 | 0 | 0.471 | 0 | 0.002 | 0 | 0
2024-03-29 01:00 | 0 | 0.338 | 0 | 0.227 | 0 | 0.3 | 0 | 0.379 | 0 | 0.099 | 0 | 0.07 | 0 | 0.362 | 0 | 0.004 | 0 | 0.001
2024-03-29 02:00 | 0 | 0.207 | 0 | 0.302 | 0 | 0.265 | 0 | 0.334 | 0 | 0.086 | 0 | 0.084 | 0 | 0.286 | 0 | 0.006 | 0 | 0.007
2024-03-29 03:00 | 0 | 0.075 | 0 | 0.39 | 0 | 0.251 | 0 | 0.299 | 0 | 0.078 | 0 | 0.09 | 0 | 0.287 | 0 | 0.01 | 0 | 0.028
2024-03-29 04:00 | 0 | 0.083 | 0 | 0.454 | 0 | 0.233 | 0 | 0.245 | 0 | 0.064 | 0 | 0.084 | 0 | 0.292 | 0 | 0.014 | 0 | 0.068
2024-03-29 05:00 | 0 | 0.225 | 0 | 0.473 | 0 | 0.204 | 0 | 0.193 | 0 | 0.034 | 0 | 0.053 | 0 | 0.265 | 0 | 0.013 | 0 | 0.113
2024-03-29 06:00 | 0.014 | 0.355 | 0.017 | 0.444 | 0.02 | 0.155 | 0.026 | 0.175 | 0.029 | 0.008 | 0 | 0.017 | 0.019 | 0.188 | 0 | 0.01 | 0.053 | 0.144
2024-03-29 07:00 | 0.22 | 0.343 | 0.247 | 0.201 | 0.179 | 0.121 | 0.176 | 0.145 | 0.196 | 0.002 | 0.139 | 0.001 | 0.21 | 0.126 | 0.06 | 0.007 | 0.279 | 0.127
2024-03-29 08:00 | 0.441 | 0.337 | 0.47 | 0.061 | 0.444 | 0.092 | 0.373 | 0.055 | 0.375 | 0.031 | 0.355 | 0 | 0.448 | 0.084 | 0.212 | 0.003 | 0.486 | 0.114
2024-03-29 09:00 | 0.608 | 0.324 | 0.629 | 0 | 0.634 | 0.059 | 0.57 | 0.004 | 0.609 | 0.058 | 0.551 | 0 | 0.611 | 0.046 | 0.366 | 0.005 | 0.638 | 0.097
2024-03-29 10:00 | 0.716 | 0.321 | 0.735 | 0 | 0.741 | 0.04 | 0.658 | 0 | 0.732 | 0.076 | 0.661 | 0.006 | 0.721 | 0.018 | 0.513 | 0.014 | 0.735 | 0.106
2024-03-29 11:00 | 0.772 | 0.349 | 0.791 | 0 | 0.788 | 0.029 | 0.731 | 0 | 0.781 | 0.075 | 0.718 | 0.081 | 0.772 | 0.009 | 0.642 | 0.028 | 0.782 | 0.121
2024-03-29 12:00 | 0.777 | 0.394 | 0.798 | 0 | 0.789 | 0.017 | 0.69 | 0 | 0.783 | 0.054 | 0.754 | 0.21 | 0.775 | 0.004 | 0.685 | 0.042 | 0.778 | 0.126
2024-03-29 13:00 | 0.736 | 0.457 | 0.759 | 0 | 0.744 | 0.01 | 0.645 | 0.002 | 0.734 | 0.035 | 0.653 | 0.398 | 0.733 | 0.002 | 0.694 | 0.061 | 0.724 | 0.134
2024-03-29 14:00 | 0.647 | 0.52 | 0.671 | 0 | 0.651 | 0.006 | 0.541 | 0.006 | 0.639 | 0.021 | 0.299 | 0.612 | 0.644 | 0.001 | 0.614 | 0.073 | 0.62 | 0.146
2024-03-29 15:00 | 0.5 | 0.563 | 0.526 | 0.001 | 0.505 | 0.003 | 0.404 | 0.01 | 0.489 | 0.013 | 0.186 | 0.75 | 0.504 | 0.001 | 0.49 | 0.076 | 0.462 | 0.164
2024-03-29 16:00 | 0.303 | 0.545 | 0.298 | 0.001 | 0.307 | 0.002 | 0.232 | 0.012 | 0.287 | 0.009 | 0.101 | 0.768 | 0.311 | 0 | 0.332 | 0.089 | 0.252 | 0.189
2024-03-29 17:00 | 0.074 | 0.418 | 0.076 | 0.001 | 0.079 | 0.001 | 0.042 | 0.018 | 0.062 | 0.003 | 0.033 | 0.678 | 0.082 | 0 | 0.159 | 0.09 | 0.038 | 0.229
2024-03-29 18:00 | 0 | 0.21 | 0 | 0 | 0 | 0 | 0 | 0.074 | 0 | 0.001 | 0 | 0.595 | 0 | 0 | 0.009 | 0.12 | 0 | 0.262
2024-03-29 19:00 | 0 | 0.09 | 0 | 0 | 0 | 0 | 0 | 0.153 | 0 | 0 | 0 | 0.59 | 0 | 0 | 0 | 0.127 | 0 | 0.258
2024-03-29 20:00 | 0 | 0.053 | 0 | 0.001 | 0 | 0 | 0 | 0.203 | 0 | 0.001 | 0 | 0.559 | 0 | 0 | 0 | 0.135 | 0 | 0.247
2024-03-29 21:00 | 0 | 0.076 | 0 | 0.023 | 0 | 0 | 0 | 0.233 | 0 | 0.012 | 0 | 0.54 | 0 | 0 | 0 | 0.119 | 0 | 0.227
2024-03-29 22:00 | 0 | 0.141 | 0 | 0.096 | 0 | 0.001 | 0 | 0.227 | 0 | 0.055 | 0 | 0.532 | 0 | 0.001 | 0 | 0.101 | 0 | 0.214
2024-03-29 23:00 | 0 | 0.186 | 0 | 0.169 | 0 | 0.006 | 0 | 0.184 | 0 | 0.103 | 0 | 0.452 | 0 | 0.006 | 0 | 0.097 | 0 | 0.217
2024-03-30 | 0 | 0.195 | 0 | 0.188 | 0 | 0.028 | 0 | 0.155 | 0 | 0.134 | 0 | 0.305 | 0 | 0.031 | 0 | 0.099 | 0 | 0.222
2024-03-30 01:00 | 0 | 0.196 | 0 | 0.156 | 0 | 0.064 | 0 | 0.144 | 0 | 0.153 | 0 | 0.18 | 0 | 0.068 | 0 | 0.104 | 0 | 0.237
2024-03-30 02:00 | 0 | 0.23 | 0 | 0.12 | 0 | 0.127 | 0 | 0.148 | 0 | 0.157 | 0 | 0.075 | 0 | 0.102 | 0 | 0.096 | 0 | 0.261
2024-03-30 03:00 | 0 | 0.265 | 0 | 0.104 | 0 | 0.213 | 0 | 0.162 | 0 | 0.15 | 0 | 0.013 | 0 | 0.137 | 0 | 0.084 | 0 | 0.277
2024-03-30 04:00 | 0 | 0.229 | 0 | 0.116 | 0 | 0.291 | 0 | 0.179 | 0 | 0.126 | 0 | 0.001 | 0 | 0.157 | 0 | 0.084 | 0 | 0.277
2024-03-30 05:00 | 0 | 0.187 | 0 | 0.162 | 0 | 0.339 | 0 | 0.173 | 0 | 0.095 | 0 | 0 | 0 | 0.16 | 0 | 0.074 | 0 | 0.274
2024-03-30 06:00 | 0.004 | 0.137 | 0.005 | 0.225 | 0.03 | 0.337 | 0.043 | 0.124 | 0.046 | 0.068 | 0 | 0 | 0.021 | 0.135 | 0 | 0.041 | 0.027 | 0.264
2024-03-30 07:00 | 0.086 | 0.054 | 0.123 | 0.135 | 0.26 | 0.2 | 0.242 | 0.125 | 0.284 | 0.048 | 0.064 | 0.002 | 0.234 | 0.064 | 0.03 | 0.013 | 0.195 | 0.243
2024-03-30 08:00 | 0.196 | 0.021 | 0.313 | 0.047 | 0.477 | 0.16 | 0.473 | 0.046 | 0.495 | 0.025 | 0.201 | 0.004 | 0.45 | 0.068 | 0.132 | 0.001 | 0.387 | 0.27
2024-03-30 09:00 | 0.304 | 0.01 | 0.352 | 0.031 | 0.635 | 0.064 | 0.626 | 0.003 | 0.649 | 0.002 | 0.462 | 0.04 | 0.608 | 0.036 | 0.324 | 0 | 0.535 | 0.278
2024-03-30 10:00 | 0.471 | 0.001 | 0.408 | 0.068 | 0.734 | 0.018 | 0.726 | 0 | 0.745 | 0 | 0.589 | 0.101 | 0.708 | 0.014 | 0.557 | 0.011 | 0.656 | 0.252
2024-03-30 11:00 | 0.627 | 0.002 | 0.514 | 0.139 | 0.785 | 0.005 | 0.768 | 0 | 0.792 | 0 | 0.718 | 0.193 | 0.757 | 0.005 | 0.691 | 0.077 | 0.724 | 0.234
2024-03-30 12:00 | 0.711 | 0 | 0.668 | 0.199 | 0.785 | 0.002 | 0.77 | 0 | 0.79 | 0 | 0.718 | 0.276 | 0.762 | 0.002 | 0.701 | 0.16 | 0.742 | 0.245
2024-03-30 13:00 | 0.665 | 0 | 0.737 | 0.209 | 0.738 | 0.001 | 0.722 | 0 | 0.741 | 0 | 0.666 | 0.352 | 0.718 | 0.001 | 0.598 | 0.295 | 0.69 | 0.299
2024-03-30 14:00 | 0.58 | 0.012 | 0.642 | 0.185 | 0.646 | 0.002 | 0.625 | 0 | 0.644 | 0 | 0.595 | 0.416 | 0.624 | 0.001 | 0.446 | 0.388 | 0.581 | 0.388
2024-03-30 15:00 | 0.451 | 0.113 | 0.363 | 0.14 | 0.5 | 0.004 | 0.484 | 0.002 | 0.494 | 0 | 0.419 | 0.494 | 0.469 | 0.002 | 0.286 | 0.41 | 0.375 | 0.465
2024-03-30 16:00 | 0.261 | 0.278 | 0.105 | 0.076 | 0.297 | 0.008 | 0.286 | 0.011 | 0.29 | 0.002 | 0.174 | 0.593 | 0.261 | 0.004 | 0.181 | 0.447 | 0.13 | 0.495
2024-03-30 17:00 | 0.055 | 0.289 | 0.02 | 0.029 | 0.055 | 0.043 | 0.066 | 0.077 | 0.065 | 0.038 | 0.042 | 0.599 | 0.054 | 0.019 | 0.076 | 0.498 | 0.007 | 0.435
2024-03-30 18:00 | 0 | 0.222 | 0 | 0.054 | 0 | 0.16 | 0 | 0.255 | 0 | 0.155 | 0 | 0.516 | 0 | 0.074 | 0.003 | 0.454 | 0 | 0.332
2024-03-30 19:00 | 0 | 0.154 | 0 | 0.335 | 0 | 0.284 | 0 | 0.351 | 0 | 0.227 | 0 | 0.485 | 0 | 0.126 | 0 | 0.391 | 0 | 0.277
2024-03-30 20:00 | 0 | 0.093 | 0 | 0.565 | 0 | 0.373 | 0 | 0.337 | 0 | 0.252 | 0 | 0.471 | 0 | 0.171 | 0 | 0.398 | 0 | 0.287
2024-03-30 21:00 | 0 | 0.069 | 0 | 0.195 | 0 | 0.416 | 0 | 0.282 | 0 | 0.282 | 0 | 0.415 | 0 | 0.205 | 0 | 0.482 | 0 | 0.333
2024-03-30 22:00 | 0 | 0.14 | 0 | 0.073 | 0 | 0.413 | 0 | 0.22 | 0 | 0.332 | 0 | 0.308 | 0 | 0.186 | 0 | 0.602 | 0 | 0.41
2024-03-30 23:00 | 0 | 0.27 | 0 | 0.118 | 0 | 0.347 | 0 | 0.187 | 0 | 0.381 | 0 | 0.238 | 0 | 0.085 | 0 | 0.654 | 0 | 0.51
2024-03-31 | 0 | 0.485 | 0 | 0.161 | 0 | 0.202 | 0 | 0.167 | 0 | 0.37 | 0 | 0.295 | 0 | 0.006 | 0 | 0.586 | 0 | 0.592
2024-03-31 01:00 | 0 | 0.772 | 0 | 0.151 | 0 | 0.085 | 0 | 0.151 | 0 | 0.282 | 0 | 0.469 | 0 | 0.011 | 0 | 0.484 | 0 | 0.624
2024-03-31 02:00 | 0 | 0.91 | 0 | 0.162 | 0 | 0.072 | 0 | 0.133 | 0 | 0.168 | 0 | 0.621 | 0 | 0.087 | 0 | 0.433 | 0 | 0.637
2024-03-31 03:00 | 0 | 0.949 | 0 | 0.211 | 0 | 0.105 | 0 | 0.117 | 0 | 0.093 | 0 | 0.63 | 0 | 0.149 | 0 | 0.394 | 0 | 0.589
2024-03-31 04:00 | 0 | 0.956 | 0 | 0.238 | 0 | 0.117 | 0 | 0.107 | 0 | 0.054 | 0 | 0.533 | 0 | 0.123 | 0 | 0.345 | 0 | 0.428
2024-03-31 05:00 | 0 | 0.952 | 0 | 0.194 | 0 | 0.072 | 0 | 0.112 | 0 | 0.044 | 0 | 0.363 | 0 | 0.052 | 0 | 0.291 | 0 | 0.209
2024-03-31 06:00 | 0.009 | 0.955 | 0.01 | 0.12 | 0.008 | 0.012 | 0.046 | 0.113 | 0.025 | 0.039 | 0 | 0.241 | 0.001 | 0.003 | 0 | 0.258 | 0.01 | 0.094
2024-03-31 07:00 | 0.17 | 0.976 | 0.164 | 0.061 | 0.08 | 0 | 0.278 | 0.071 | 0.173 | 0.003 | 0.146 | 0.294 | 0.046 | 0 | 0.057 | 0.227 | 0.056 | 0.185
2024-03-31 08:00 | 0.383 | 0.988 | 0.439 | 0.054 | 0.179 | 0.083 | 0.485 | 0.039 | 0.346 | 0.026 | 0.365 | 0.349 | 0.126 | 0.096 | 0.165 | 0.228 | 0.163 | 0.662
2024-03-31 09:00 | 0.545 | 0.987 | 0.608 | 0.077 | 0.245 | 0.416 | 0.634 | 0.022 | 0.498 | 0.167 | 0.444 | 0.305 | 0.193 | 0.183 | 0.241 | 0.211 | 0.416 | 0.961
2024-03-31 10:00 | 0.716 | 0.977 | 0.722 | 0.158 | 0.23 | 0.416 | 0.726 | 0.038 | 0.584 | 0.456 | 0.452 | 0.25 | 0.272 | 0.086 | 0.509 | 0.193 | 0.512 | 0.986
2024-03-31 11:00 | 0.809 | 0.961 | 0.782 | 0.272 | 0.205 | 0.164 | 0.749 | 0.054 | 0.607 | 0.666 | 0.474 | 0.18 | 0.343 | 0.031 | 0.675 | 0.21 | 0.614 | 0.986
2024-03-31 12:00 | 0.826 | 0.951 | 0.791 | 0.349 | 0.215 | 0.054 | 0.723 | 0.054 | 0.464 | 0.694 | 0.489 | 0.114 | 0.392 | 0.007 | 0.74 | 0.264 | 0.701 | 0.983
2024-03-31 13:00 | 0.787 | 0.951 | 0.755 | 0.393 | 0.239 | 0.014 | 0.639 | 0.058 | 0.335 | 0.633 | 0.488 | 0.083 | 0.471 | 0.001 | 0.774 | 0.345 | 0.629 | 0.981
2024-03-31 14:00 | 0.694 | 0.951 | 0.672 | 0.411 | 0.263 | 0.001 | 0.422 | 0.082 | 0.197 | 0.484 | 0.432 | 0.063 | 0.427 | 0 | 0.744 | 0.424 | 0.493 | 0.979
2024-03-31 15:00 | 0.545 | 0.945 | 0.538 | 0.388 | 0.246 | 0 | 0.234 | 0.176 | 0.117 | 0.272 | 0.329 | 0.056 | 0.324 | 0 | 0.637 | 0.484 | 0.264 | 0.975
2024-03-31 16:00 | 0.333 | 0.93 | 0.348 | 0.328 | 0.141 | 0.006 | 0.079 | 0.386 | 0.048 | 0.1 | 0.189 | 0.051 | 0.147 | 0.004 | 0.458 | 0.525 | 0.094 | 0.96
2024-03-31 17:00 | 0.089 | 0.88 | 0.112 | 0.325 | 0.027 | 0.034 | 0.012 | 0.589 | 0.005 | 0.028 | 0.056 | 0.059 | 0.027 | 0.032 | 0.197 | 0.574 | 0.007 | 0.922
2024-03-31 18:00 | 0 | 0.697 | 0 | 0.442 | 0 | 0.09 | 0 | 0.586 | 0 | 0.01 | 0 | 0.111 | 0 | 0.118 | 0.005 | 0.574 | 0 | 0.846
2024-03-31 19:00 | 0 | 0.579 | 0 | 0.498 | 0 | 0.105 | 0 | 0.482 | 0 | 0.053 | 0 | 0.192 | 0 | 0.128 | 0 | 0.555 | 0 | 0.777
2024-03-31 20:00 | 0 | 0.533 | 0 | 0.501 | 0 | 0.095 | 0 | 0.414 | 0 | 0.159 | 0 | 0.328 | 0 | 0.083 | 0 | 0.552 | 0 | 0.688
2024-03-31 21:00 | 0 | 0.513 | 0 | 0.48 | 0 | 0.089 | 0 | 0.341 | 0 | 0.285 | 0 | 0.457 | 0 | 0.05 | 0 | 0.556 | 0 | 0.595
2024-03-31 22:00 | 0 | 0.444 | 0 | 0.465 | 0 | 0.103 | 0 | 0.302 | 0 | 0.382 | 0 | 0.496 | 0 | 0.04 | 0 | 0.566 | 0 | 0.525
2024-03-31 23:00 | 0 | 0.362 | 0 | 0.447 | 0 | 0.132 | 0 | 0.402 | 0 | 0.416 | 0 | 0.451 | 0 | 0.041 | 0 | 0.56 | 0 | 0.511
2024-04-01 | 0 | 0.285 | 0 | 0.413 | 0 | 0.185 | 0 | 0.626 | 0 | 0.423 | 0 | 0.422 | 0 | 0.058 | 0 | 0.53 | 0 | 0.516
2024-04-01 01:00 | 0 | 0.234 | 0 | 0.349 | 0 | 0.254 | 0 | 0.603 | 0 | 0.429 | 0 | 0.403 | 0 | 0.107 | 0 | 0.51 | 0 | 0.519
2024-04-01 02:00 | 0 | 0.186 | 0 | 0.274 | 0 | 0.299 | 0 | 0.614 | 0 | 0.422 | 0 | 0.386 | 0 | 0.181 | 0 | 0.536 | 0 | 0.503
2024-04-01 03:00 | 0 | 0.154 | 0 | 0.257 | 0 | 0.28 | 0 | 0.567 | 0 | 0.381 | 0 | 0.371 | 0 | 0.222 | 0 | 0.532 | 0 | 0.462
2024-04-01 04:00 | 0 | 0.13 | 0 | 0.292 | 0 | 0.243 | 0 | 0.447 | 0 | 0.358 | 0 | 0.354 | 0 | 0.208 | 0 | 0.544 | 0 | 0.368
2024-04-01 05:00 | 0 | 0.089 | 0 | 0.28 | 0 | 0.249 | 0 | 0.389 | 0 | 0.341 | 0 | 0.374 | 0 | 0.201 | 0 | 0.47 | 0 | 0.267
2024-04-01 06:00 | 0.002 | 0.042 | 0.009 | 0.241 | 0.013 | 0.251 | 0.022 | 0.374 | 0.018 | 0.34 | 0 | 0.429 | 0.014 | 0.192 | 0 | 0.395 | 0.021 | 0.202
2024-04-01 07:00 | 0.07 | 0.006 | 0.171 | 0.142 | 0.176 | 0.289 | 0.166 | 0.501 | 0.147 | 0.345 | 0.142 | 0.348 | 0.162 | 0.231 | 0.09 | 0.332 | 0.142 | 0.142
2024-04-01 08:00 | 0.228 | 0 | 0.359 | 0.138 | 0.354 | 0.281 | 0.323 | 0.574 | 0.291 | 0.267 | 0.372 | 0.133 | 0.353 | 0.386 | 0.284 | 0.388 | 0.275 | 0.108
2024-04-01 09:00 | 0.421 | 0 | 0.51 | 0.134 | 0.527 | 0.238 | 0.468 | 0.528 | 0.453 | 0.152 | 0.545 | 0.09 | 0.579 | 0.326 | 0.389 | 0.59 | 0.359 | 0.078
2024-04-01 10:00 | 0.462 | 0 | 0.681 | 0.117 | 0.663 | 0.185 | 0.597 | 0.438 | 0.547 | 0.085 | 0.665 | 0.002 | 0.673 | 0.231 | 0.437 | 0.593 | 0.403 | 0.047
2024-04-01 11:00 | 0.468 | 0.006 | 0.771 | 0.14 | 0.704 | 0.139 | 0.668 | 0.343 | 0.61 | 0.057 | 0.757 | 0 | 0.715 | 0.153 | 0.567 | 0.494 | 0.408 | 0.028
2024-04-01 12:00 | 0.451 | 0.037 | 0.787 | 0.176 | 0.672 | 0.092 | 0.637 | 0.264 | 0.6 | 0.032 | 0.785 | 0 | 0.688 | 0.084 | 0.561 | 0.386 | 0.359 | 0.025
2024-04-01 13:00 | 0.492 | 0.101 | 0.741 | 0.196 | 0.632 | 0.054 | 0.554 | 0.223 | 0.531 | 0.016 | 0.761 | 0 | 0.58 | 0.032 | 0.355 | 0.291 | 0.312 | 0.027
2024-04-01 14:00 | 0.438 | 0.206 | 0.642 | 0.182 | 0.481 | 0.022 | 0.379 | 0.219 | 0.4 | 0.01 | 0.691 | 0 | 0.385 | 0.008 | 0.257 | 0.294 | 0.254 | 0.038
2024-04-01 15:00 | 0.338 | 0.38 | 0.474 | 0.152 | 0.27 | 0.009 | 0.263 | 0.237 | 0.207 | 0.008 | 0.552 | 0.001 | 0.197 | 0.002 | 0.264 | 0.42 | 0.133 | 0.059
2024-04-01 16:00 | 0.203 | 0.558 | 0.253 | 0.126 | 0.121 | 0.009 | 0.137 | 0.259 | 0.073 | 0.017 | 0.341 | 0.002 | 0.091 | 0.003 | 0.308 | 0.579 | 0.068 | 0.067
2024-04-01 17:00 | 0.048 | 0.596 | 0.082 | 0.1 | 0.022 | 0.036 | 0.021 | 0.266 | 0.007 | 0.049 | 0.142 | 0.001 | 0.021 | 0.021 | 0.192 | 0.646 | 0.005 | 0.056
2024-04-01 18:00 | 0 | 0.602 | 0 | 0.096 | 0 | 0.132 | 0 | 0.254 | 0 | 0.119 | 0.002 | 0.001 | 0 | 0.098 | 0.011 | 0.711 | 0 | 0.056
2024-04-01 19:00 | 0 | 0.625 | 0 | 0.07 | 0 | 0.257 | 0 | 0.289 | 0 | 0.164 | 0 | 0.031 | 0 | 0.202 | 0 | 0.777 | 0 | 0.063
2024-04-01 20:00 | 0 | 0.644 | 0 | 0.062 | 0 | 0.347 | 0 | 0.336 | 0 | 0.168 | 0 | 0.119 | 0 | 0.287 | 0 | 0.799 | 0 | 0.058
2024-04-01 21:00 | 0 | 0.627 | 0 | 0.08 | 0 | 0.374 | 0 | 0.35 | 0 | 0.147 | 0 | 0.238 | 0 | 0.343 | 0 | 0.788 | 0 | 0.053
2024-04-01 22:00 | 0 | 0.574 | 0 | 0.075 | 0 | 0.361 | 0 | 0.316 | 0 | 0.12 | 0 | 0.344 | 0 | 0.355 | 0 | 0.731 | 0 | 0.065
2024-04-01 23:00 | 0 | 0.59 | 0 | 0.063 | 0 | 0.345 | 0 | 0.251 | 0 | 0.105 | 0 | 0.41 | 0 | 0.377 | 0 | 0.645 | 0 | 0.109
2024-04-02 | 0 | 0.665 | 0 | 0.045 | 0 | 0.312 | 0 | 0.211 | 0 | 0.114 | 0 | 0.447 | 0 | 0.35 | 0 | 0.595 | 0 | 0.141
2024-04-02 01:00 | 0 | 0.746 | 0 | 0.045 | 0 | 0.281 | 0 | 0.169 | 0 | 0.132 | 0 | 0.466 | 0 | 0.348 | 0 | 0.571 | 0 | 0.144
2024-04-02 02:00 | 0 | 0.766 | 0 | 0.101 | 0 | 0.243 | 0 | 0.137 | 0 | 0.142 | 0 | 0.491 | 0 | 0.328 | 0 | 0.568 | 0 | 0.15
2024-04-02 03:00 | 0 | 0.711 | 0 | 0.257 | 0 | 0.23 | 0 | 0.067 | 0 | 0.122 | 0 | 0.546 | 0 | 0.305 | 0 | 0.578 | 0 | 0.182
2024-04-02 04:00 | 0 | 0.719 | 0 | 0.466 | 0 | 0.248 | 0 | 0.044 | 0 | 0.079 | 0 | 0.632 | 0 | 0.3 | 0 | 0.568 | 0 | 0.227
2024-04-02 05:00 | 0 | 0.777 | 0 | 0.581 | 0 | 0.21 | 0 | 0.093 | 0 | 0.051 | 0 | 0.673 | 0 | 0.221 | 0 | 0.508 | 0 | 0.275
2024-04-02 06:00 | 0.004 | 0.676 | 0.007 | 0.539 | 0.014 | 0.141 | 0.005 | 0.119 | 0.02 | 0.025 | 0 | 0.672 | 0.009 | 0.136 | 0 | 0.406 | 0.021 | 0.349
2024-04-02 07:00 | 0.065 | 0.547 | 0.158 | 0.494 | 0.17 | 0.162 | 0.068 | 0.137 | 0.196 | 0.009 | 0.135 | 0.578 | 0.157 | 0.133 | 0.032 | 0.247 | 0.137 | 0.387
2024-04-02 08:00 | 0.077 | 0.625 | 0.383 | 0.645 | 0.382 | 0.172 | 0.185 | 0.192 | 0.459 | 0.009 | 0.342 | 0.467 | 0.376 | 0.144 | 0.082 | 0.077 | 0.321 | 0.51
2024-04-02 09:00 | 0.262 | 0.74 | 0.605 | 0.596 | 0.563 | 0.134 | 0.265 | 0.199 | 0.582 | 0.015 | 0.497 | 0.599 | 0.51 | 0.136 | 0.133 | 0.01 | 0.472 | 0.566
2024-04-02 10:00 | 0.6 | 0.8 | 0.718 | 0.475 | 0.693 | 0.086 | 0.316 | 0.162 | 0.705 | 0.017 | 0.617 | 0.733 | 0.619 | 0.093 | 0.433 | 0.002 | 0.578 | 0.613
2024-04-02 11:00 | 0.734 | 0.666 | 0.768 | 0.379 | 0.759 | 0.048 | 0.351 | 0.121 | 0.771 | 0.017 | 0.696 | 0.792 | 0.725 | 0.048 | 0.664 | 0.021 | 0.669 | 0.667
2024-04-02 12:00 | 0.753 | 0.448 | 0.767 | 0.32 | 0.742 | 0.024 | 0.397 | 0.091 | 0.764 | 0.016 | 0.703 | 0.812 | 0.724 | 0.02 | 0.726 | 0.034 | 0.676 | 0.72
2024-04-02 13:00 | 0.709 | 0.34 | 0.724 | 0.283 | 0.646 | 0.013 | 0.474 | 0.069 | 0.696 | 0.017 | 0.678 | 0.776 | 0.673 | 0.008 | 0.761 | 0.048 | 0.669 | 0.775
2024-04-02 14:00 | 0.58 | 0.42 | 0.56 | 0.25 | 0.513 | 0.008 | 0.495 | 0.058 | 0.574 | 0.019 | 0.63 | 0.695 | 0.555 | 0.003 | 0.689 | 0.073 | 0.566 | 0.823
2024-04-02 15:00 | 0.329 | 0.674 | 0.382 | 0.212 | 0.368 | 0.006 | 0.335 | 0.061 | 0.423 | 0.025 | 0.547 | 0.61 | 0.4 | 0.001 | 0.57 | 0.09 | 0.389 | 0.854
2024-04-02 16:00 | 0.114 | 0.788 | 0.145 | 0.217 | 0.212 | 0.007 | 0.179 | 0.077 | 0.216 | 0.044 | 0.379 | 0.54 | 0.234 | 0.001 | 0.347 | 0.085 | 0.178 | 0.859
2024-04-02 17:00 | 0.016 | 0.762 | 0.028 | 0.279 | 0.051 | 0.041 | 0.03 | 0.1 | 0.036 | 0.142 | 0.154 | 0.42 | 0.066 | 0.01 | 0.108 | 0.054 | 0.015 | 0.827
2024-04-02 18:00 | 0 | 0.721 | 0 | 0.358 | 0 | 0.156 | 0 | 0.142 | 0 | 0.341 | 0.002 | 0.335 | 0 | 0.047 | 0.001 | 0.03 | 0 | 0.776
2024-04-02 19:00 | 0 | 0.663 | 0 | 0.379 | 0 | 0.276 | 0 | 0.155 | 0 | 0.413 | 0 | 0.309 | 0 | 0.103 | 0 | 0.013 | 0 | 0.751
2024-04-02 20:00 | 0 | 0.615 | 0 | 0.481 | 0 | 0.349 | 0 | 0.139 | 0 | 0.348 | 0 | 0.348 | 0 | 0.165 | 0 | 0.002 | 0 | 0.753
2024-04-02 21:00 | 0 | 0.623 | 0 | 0.615 | 0 | 0.4 | 0 | 0.118 | 0 | 0.272 | 0 | 0.42 | 0 | 0.24 | 0 | 0.001 | 0 | 0.759
2024-04-02 22:00 | 0 | 0.523 | 0 | 0.646 | 0 | 0.425 | 0 | 0.096 | 0 | 0.225 | 0 | 0.357 | 0 | 0.314 | 0 | 0.006 | 0 | 0.763
2024-04-02 23:00 | 0 | 0.388 | 0 | 0.61 | 0 | 0.371 | 0 | 0.077 | 0 | 0.194 | 0 | 0.202 | 0 | 0.309 | 0 | 0.028 | 0 | 0.766
2024-04-03 | 0 | 0.187 | 0 | 0.604 | 0 | 0.272 | 0 | 0.071 | 0 | 0.154 | 0 | 0.118 | 0 | 0.2 | 0 | 0.05 | 0 | 0.739
2024-04-03 01:00 | 0 | 0.019 | 0 | 0.601 | 0 | 0.188 | 0 | 0.072 | 0 | 0.099 | 0 | 0.087 | 0 | 0.105 | 0 | 0.056 | 0 | 0.615
2024-04-03 02:00 | 0 | 0.136 | 0 | 0.572 | 0 | 0.143 | 0 | 0.08 | 0 | 0.063 | 0 | 0.084 | 0 | 0.053 | 0 | 0.073 | 0 | 0.502
2024-04-03 03:00 | 0 | 0.494 | 0 | 0.611 | 0 | 0.115 | 0 | 0.075 | 0 | 0.043 | 0 | 0.093 | 0 | 0.026 | 0 | 0.111 | 0 | 0.36
2024-04-03 04:00 | 0 | 0.672 | 0 | 0.718 | 0 | 0.091 | 0 | 0.053 | 0 | 0.03 | 0 | 0.105 | 0 | 0.016 | 0 | 0.173 | 0 | 0.175
2024-04-03 05:00 | 0 | 0.637 | 0 | 0.634 | 0 | 0.068 | 0 | 0.025 | 0 | 0.025 | 0 | 0.114 | 0 | 0.013 | 0 | 0.241 | 0 | 0.076
2024-04-03 06:00 | 0.008 | 0.542 | 0.009 | 0.557 | 0.014 | 0.046 | 0.029 | 0.009 | 0.02 | 0.019 | 0 | 0.106 | 0.016 | 0.011 | 0 | 0.323 | 0.006 | 0.11
2024-04-03 07:00 | 0.196 | 0.387 | 0.21 | 0.461 | 0.182 | 0.038 | 0.209 | 0.004 | 0.173 | 0.017 | 0.147 | 0.049 | 0.209 | 0.005 | 0.017 | 0.413 | 0.06 | 0.182
2024-04-03 08:00 | 0.407 | 0.375 | 0.431 | 0.841 | 0.476 | 0.057 | 0.487 | 0.001 | 0.456 | 0.032 | 0.391 | 0.009 | 0.447 | 0.014 | 0.104 | 0.563 | 0.197 | 0.166
2024-04-03 09:00 | 0.541 | 0.516 | 0.593 | 0.858 | 0.642 | 0.051 | 0.641 | 0.001 | 0.634 | 0.046 | 0.58 | 0.012 | 0.608 | 0.008 | 0.193 | 0.644 | 0.432 | 0.116
2024-04-03 10:00 | 0.48 | 0.59 | 0.679 | 0.84 | 0.744 | 0.076 | 0.742 | 0.001 | 0.743 | 0.075 | 0.708 | 0.066 | 0.72 | 0.017 | 0.218 | 0.645 | 0.644 | 0.089
2024-04-03 11:00 | 0.334 | 0.645 | 0.7 | 0.83 | 0.793 | 0.144 | 0.794 | 0.002 | 0.798 | 0.126 | 0.779 | 0.163 | 0.774 | 0.058 | 0.201 | 0.597 | 0.691 | 0.078
2024-04-03 12:00 | 0.31 | 0.704 | 0.65 | 0.82 | 0.793 | 0.224 | 0.786 | 0.004 | 0.796 | 0.175 | 0.795 | 0.278 | 0.773 | 0.118 | 0.183 | 0.523 | 0.68 | 0.079
2024-04-03 13:00 | 0.279 | 0.793 | 0.575 | 0.809 | 0.745 | 0.281 | 0.727 | 0.007 | 0.747 | 0.208 | 0.738 | 0.398 | 0.72 | 0.169 | 0.203 | 0.466 | 0.612 | 0.088
2024-04-03 14:00 | 0.19 | 0.865 | 0.435 | 0.781 | 0.647 | 0.312 | 0.634 | 0.009 | 0.648 | 0.229 | 0.475 | 0.498 | 0.615 | 0.198 | 0.376 | 0.417 | 0.513 | 0.113
2024-04-03 15:00 | 0.126 | 0.893 | 0.253 | 0.724 | 0.484 | 0.317 | 0.452 | 0.01 | 0.494 | 0.24 | 0.251 | 0.519 | 0.455 | 0.204 | 0.394 | 0.367 | 0.354 | 0.135
2024-04-03 16:00 | 0.078 | 0.894 | 0.122 | 0.637 | 0.261 | 0.313 | 0.273 | 0.008 | 0.284 | 0.25 | 0.223 | 0.454 | 0.262 | 0.201 | 0.347 | 0.334 | 0.138 | 0.121
2024-04-03 17:00 | 0.013 | 0.851 | 0.027 | 0.522 | 0.055 | 0.27 | 0.045 | 0.012 | 0.051 | 0.253 | 0.146 | 0.395 | 0.06 | 0.152 | 0.158 | 0.374 | 0.011 | 0.052
2024-04-03 18:00 | 0 | 0.829 | 0 | 0.482 | 0 | 0.266 | 0 | 0.076 | 0 | 0.281 | 0.001 | 0.416 | 0 | 0.117 | 0.003 | 0.395 | 0 | 0.014
2024-04-03 19:00 | 0 | 0.827 | 0 | 0.403 | 0 | 0.219 | 0 | 0.171 | 0 | 0.245 | 0 | 0.46 | 0 | 0.068 | 0 | 0.41 | 0 | 0.019
2024-04-03 20:00 | 0 | 0.8 | 0 | 0.3 | 0 | 0.155 | 0 | 0.222 | 0 | 0.172 | 0 | 0.523 | 0 | 0.026 | 0 | 0.392 | 0 | 0.337
2024-04-03 21:00 | 0 | 0.756 | 0 | 0.234 | 0 | 0.089 | 0 | 0.225 | 0 | 0.099 | 0 | 0.682 | 0 | 0.003 | 0 | 0.409 | 0 | 0.675
2024-04-03 22:00 | 0 | 0.73 | 0 | 0.209 | 0 | 0.026 | 0 | 0.208 | 0 | 0.041 | 0 | 0.757 | 0 | 0 | 0 | 0.423 | 0 | 0.86
2024-04-03 23:00 | 0 | 0.752 | 0 | 0.192 | 0 | 0.002 | 0 | 0.172 | 0 | 0.012 | 0 | 0.655 | 0 | 0 | 0 | 0.436 | 0 | 0.929
2024-04-04 | 0 | 0.751 | 0 | 0.17 | 0 | 0 | 0 | 0.145 | 0 | 0.003 | 0 | 0.564 | 0 | 0 | 0 | 0.427 | 0 | 0.944
2024-04-04 01:00 | 0 | 0.697 | 0 | 0.063 | 0 | 0 | 0 | 0.134 | 0 | 0.001 | 0 | 0.444 | 0 | 0.005 | 0 | 0.43 | 0 | 0.933
2024-04-04 02:00 | 0 | 0.681 | 0 | 0.102 | 0 | 0.008 | 0 | 0.133 | 0 | 0 | 0 | 0.362 | 0 | 0.025 | 0 | 0.427 | 0 | 0.915
2024-04-04 03:00 | 0 | 0.712 | 0 | 0.141 | 0 | 0.02 | 0 | 0.136 | 0 | 0.001 | 0 | 0.361 | 0 | 0.031 | 0 | 0.407 | 0 | 0.894
2024-04-04 04:00 | 0 | 0.703 | 0 | 0.064 | 0 | 0.006 | 0 | 0.141 | 0 | 0.003 | 0 | 0.43 | 0 | 0.003 | 0 | 0.396 | 0 | 0.872
2024-04-04 05:00 | 0 | 0.555 | 0 | 0.034 | 0 | 0.001 | 0 | 0.151 | 0 | 0.001 | 0 | 0.367 | 0 | 0 | 0 | 0.379 | 0 | 0.856
2024-04-04 06:00 | 0.001 | 0.391 | 0 | 0.041 | 0.021 | 0.028 | 0.047 | 0.149 | 0.035 | 0 | 0 | 0.358 | 0.015 | 0.064 | 0 | 0.355 | 0.013 | 0.819
2024-04-04 07:00 | 0.067 | 0.257 | 0.06 | 0.089 | 0.213 | 0.05 | 0.287 | 0.074 | 0.263 | 0 | 0.155 | 0.33 | 0.197 | 0.054 | 0.066 | 0.313 | 0.093 | 0.769
2024-04-04 08:00 | 0.174 | 0.228 | 0.238 | 0.056 | 0.413 | 0.016 | 0.493 | 0.042 | 0.472 | 0.003 | 0.395 | 0.61 | 0.352 | 0.001 | 0.271 | 0.355 | 0.154 | 0.745
2024-04-04 09:00 | 0.202 | 0.184 | 0.401 | 0.009 | 0.55 | 0.007 | 0.643 | 0.003 | 0.627 | 0.002 | 0.582 | 0.457 | 0.382 | 0.021 | 0.487 | 0.399 | 0.182 | 0.766
2024-04-04 10:00 | 0.235 | 0.172 | 0.37 | 0.018 | 0.444 | 0.064 | 0.736 | 0.001 | 0.683 | 0.017 | 0.71 | 0.213 | 0.417 | 0.092 | 0.624 | 0.4 | 0.22 | 0.767
2024-04-04 11:00 | 0.314 | 0.161 | 0.354 | 0.068 | 0.342 | 0.155 | 0.776 | 0.001 | 0.57 | 0.078 | 0.782 | 0.097 | 0.473 | 0.121 | 0.739 | 0.386 | 0.253 | 0.766
2024-04-04 12:00 | 0.357 | 0.161 | 0.344 | 0.113 | 0.348 | 0.182 | 0.697 | 0.001 | 0.489 | 0.136 | 0.806 | 0.043 | 0.502 | 0.1 | 0.793 | 0.366 | 0.232 | 0.754
2024-04-04 13:00 | 0.315 | 0.168 | 0.397 | 0.123 | 0.325 | 0.142 | 0.551 | 0 | 0.395 | 0.135 | 0.782 | 0.028 | 0.504 | 0.054 | 0.788 | 0.367 | 0.168 | 0.723
2024-04-04 14:00 | 0.248 | 0.183 | 0.515 | 0.087 | 0.286 | 0.064 | 0.41 | 0 | 0.328 | 0.101 | 0.711 | 0.039 | 0.398 | 0.018 | 0.709 | 0.405 | 0.114 | 0.689
2024-04-04 15:00 | 0.15 | 0.195 | 0.47 | 0.048 | 0.192 | 0.014 | 0.299 | 0 | 0.217 | 0.06 | 0.589 | 0.069 | 0.284 | 0.006 | 0.58 | 0.495 | 0.067 | 0.672
2024-04-04 16:00 | 0.072 | 0.185 | 0.303 | 0.022 | 0.108 | 0.003 | 0.136 | 0.001 | 0.107 | 0.02 | 0.412 | 0.114 | 0.135 | 0.001 | 0.393 | 0.604 | 0.025 | 0.651
2024-04-04 17:00 | 0.015 | 0.148 | 0.084 | 0.02 | 0.021 | 0 | 0.017 | 0.058 | 0.02 | 0.001 | 0.184 | 0.167 | 0.019 | 0 | 0.163 | 0.663 | 0 | 0.709
2024-04-04 18:00 | 0 | 0.123 | 0 | 0.084 | 0 | 0.002 | 0 | 0.224 | 0 | 0 | 0.002 | 0.281 | 0 | 0.036 | 0.005 | 0.647 | 0 | 0.748
2024-04-04 19:00 | 0 | 0.105 | 0 | 0.201 | 0 | 0.097 | 0 | 0.318 | 0 | 0.02 | 0 | 0.421 | 0 | 0.211 | 0 | 0.656 | 0 | 0.738
2024-04-04 20:00 | 0 | 0.09 | 0 | 0.284 | 0 | 0.239 | 0 | 0.485 | 0 | 0.137 | 0 | 0.488 | 0 | 0.333 | 0 | 0.639 | 0 | 0.702
2024-04-04 21:00 | 0 | 0.085 | 0 | 0.281 | 0 | 0.277 | 0 | 0.568 | 0 | 0.251 | 0 | 0.48 | 0 | 0.316 | 0 | 0.648 | 0 | 0.68
2024-04-04 22:00 | 0 | 0.089 | 0 | 0.241 | 0 | 0.254 | 0 | 0.501 | 0 | 0.293 | 0 | 0.432 | 0 | 0.296 | 0 | 0.59 | 0 | 0.687
2024-04-04 23:00 | 0 | 0.112 | 0 | 0.2 | 0 | 0.197 | 0 | 0.48 | 0 | 0.227 | 0 | 0.386 | 0 | 0.251 | 0 | 0.526 | 0 | 0.666
2024-04-05 | 0 | 0.127 | 0 | 0.152 | 0 | 0.186 | 0 | 0.479 | 0 | 0.151 | 0 | 0.374 | 0 | 0.188 | 0 | 0.474 | 0 | 0.602
2024-04-05 01:00 | 0 | 0.131 | 0 | 0.103 | 0 | 0.158 | 0 | 0.47 | 0 | 0.113 | 0 | 0.409 | 0 | 0.114 | 0 | 0.42 | 0 | 0.562
2024-04-05 02:00 | 0 | 0.139 | 0 | 0.085 | 0 | 0.092 | 0 | 0.45 | 0 | 0.112 | 0 | 0.466 | 0 | 0.097 | 0 | 0.358 | 0 | 0.538
2024-04-05 03:00 | 0 | 0.135 | 0 | 0.072 | 0 | 0.038 | 0 | 0.445 | 0 | 0.117 | 0 | 0.508 | 0 | 0.081 | 0 | 0.302 | 0 | 0.481
2024-04-05 04:00 | 0 | 0.138 | 0 | 0.064 | 0 | 0.012 | 0 | 0.452 | 0 | 0.109 | 0 | 0.523 | 0 | 0.049 | 0 | 0.27 | 0 | 0.432
2024-04-05 05:00 | 0 | 0.133 | 0 | 0.056 | 0 | 0.008 | 0 | 0.47 | 0 | 0.096 | 0 | 0.507 | 0 | 0.032 | 0 | 0.264 | 0 | 0.434
2024-04-05 06:00 | 0.001 | 0.12 | 0.004 | 0.049 | 0.003 | 0.011 | 0.022 | 0.468 | 0.019 | 0.086 | 0 | 0.476 | 0.003 | 0.028 | 0 | 0.259 | 0.011 | 0.439
2024-04-05 07:00 | 0.086 | 0.112 | 0.103 | 0.058 | 0.055 | 0.016 | 0.177 | 0.537 | 0.143 | 0.06 | 0.151 | 0.334 | 0.098 | 0.035 | 0.09 | 0.217 | 0.111 | 0.424
2024-04-05 08:00 | 0.251 | 0.155 | 0.393 | 0.068 | 0.142 | 0.059 | 0.359 | 0.547 | 0.257 | 0.088 | 0.391 | 0.202 | 0.292 | 0.093 | 0.33 | 0.119 | 0.256 | 0.481
2024-04-05 09:00 | 0.501 | 0.211 | 0.642 | 0.043 | 0.245 | 0.133 | 0.589 | 0.454 | 0.372 | 0.122 | 0.566 | 0.155 | 0.514 | 0.148 | 0.536 | 0.057 | 0.388 | 0.513
2024-04-05 10:00 | 0.597 | 0.237 | 0.755 | 0.021 | 0.416 | 0.167 | 0.708 | 0.348 | 0.499 | 0.153 | 0.647 | 0.074 | 0.656 | 0.18 | 0.68 | 0.008 | 0.52 | 0.552
2024-04-05 11:00 | 0.623 | 0.282 | 0.811 | 0.025 | 0.594 | 0.167 | 0.754 | 0.249 | 0.561 | 0.201 | 0.692 | 0.047 | 0.709 | 0.186 | 0.767 | 0 | 0.596 | 0.571
2024-04-05 12:00 | 0.615 | 0.355 | 0.818 | 0.037 | 0.649 | 0.179 | 0.75 | 0.161 | 0.568 | 0.243 | 0.703 | 0.038 | 0.703 | 0.166 | 0.803 | 0 | 0.596 | 0.554
2024-04-05 13:00 | 0.583 | 0.42 | 0.776 | 0.05 | 0.603 | 0.182 | 0.684 | 0.096 | 0.532 | 0.243 | 0.659 | 0.031 | 0.66 | 0.137 | 0.789 | 0 | 0.559 | 0.525
2024-04-05 14:00 | 0.497 | 0.509 | 0.684 | 0.06 | 0.524 | 0.172 | 0.57 | 0.059 | 0.444 | 0.209 | 0.508 | 0.025 | 0.548 | 0.115 | 0.725 | 0.014 | 0.43 | 0.481
2024-04-05 15:00 | 0.375 | 0.648 | 0.536 | 0.063 | 0.401 | 0.153 | 0.414 | 0.043 | 0.363 | 0.169 | 0.293 | 0.02 | 0.371 | 0.097 | 0.604 | 0.059 | 0.309 | 0.43
2024-04-05 16:00 | 0.257 | 0.782 | 0.333 | 0.063 | 0.209 | 0.119 | 0.203 | 0.045 | 0.216 | 0.144 | 0.189 | 0.017 | 0.195 | 0.061 | 0.405 | 0.131 | 0.161 | 0.373
2024-04-05 17:00 | 0.063 | 0.835 | 0.086 | 0.066 | 0.047 | 0.061 | 0.021 | 0.099 | 0.037 | 0.119 | 0.121 | 0.018 | 0.039 | 0.011 | 0.158 | 0.264 | 0.013 | 0.315
2024-04-05 18:00 | 0 | 0.839 | 0 | 0.077 | 0 | 0.016 | 0 | 0.235 | 0 | 0.121 | 0.001 | 0.031 | 0 | 0 | 0.004 | 0.41 | 0 | 0.27
2024-04-05 19:00 | 0 | 0.81 | 0 | 0.078 | 0 | 0.008 | 0 | 0.317 | 0 | 0.152 | 0 | 0.03 | 0 | 0 | 0 | 0.519 | 0 | 0.233
2024-04-05 20:00 | 0 | 0.79 | 0 | 0.085 | 0 | 0.021 | 0 | 0.344 | 0 | 0.234 | 0 | 0.017 | 0 | 0.005 | 0 | 0.586 | 0 | 0.192
2024-04-05 21:00 | 0 | 0.737 | 0 | 0.1 | 0 | 0.071 | 0 | 0.319 | 0 | 0.344 | 0 | 0.004 | 0 | 0.059 | 0 | 0.599 | 0 | 0.162
2024-04-05 22:00 | 0 | 0.662 | 0 | 0.112 | 0 | 0.192 | 0 | 0.313 | 0 | 0.419 | 0 | 0.001 | 0 | 0.167 | 0 | 0.568 | 0 | 0.138
2024-04-05 23:00 | 0 | 0.567 | 0 | 0.112 | 0 | 0.336 | 0 | 0.301 | 0 | 0.388 | 0 | 0.002 | 0 | 0.245 | 0 | 0.516 | 0 | 0.118
2024-04-06 | 0 | 0.532 | 0 | 0.12 | 0 | 0.394 | 0 | 0.302 | 0 | 0.299 | 0 | 0.007 | 0 | 0.263 | 0 | 0.479 | 0 | 0.1
2024-04-06 01:00 | 0 | 0.513 | 0 | 0.16 | 0 | 0.382 | 0 | 0.337 | 0 | 0.23 | 0 | 0.023 | 0 | 0.254 | 0 | 0.466 | 0 | 0.082
2024-04-06 02:00 | 0 | 0.494 | 0 | 0.227 | 0 | 0.337 | 0 | 0.336 | 0 | 0.176 | 0 | 0.055 | 0 | 0.244 | 0 | 0.465 | 0 | 0.06
2024-04-06 03:00 | 0 | 0.466 | 0 | 0.299 | 0 | 0.317 | 0 | 0.352 | 0 | 0.138 | 0 | 0.114 | 0 | 0.268 | 0 | 0.498 | 0 | 0.04
2024-04-06 04:00 | 0 | 0.432 | 0 | 0.34 | 0 | 0.331 | 0 | 0.355 | 0 | 0.124 | 0 | 0.192 | 0 | 0.276 | 0 | 0.484 | 0 | 0.023
2024-04-06 05:00 | 0 | 0.427 | 0 | 0.378 | 0 | 0.347 | 0 | 0.341 | 0 | 0.107 | 0 | 0.301 | 0 | 0.246 | 0 | 0.48 | 0 | 0.011
2024-04-06 06:00 | 0.006 | 0.415 | 0.008 | 0.415 | 0.012 | 0.281 | 0.021 | 0.311 | 0.019 | 0.095 | 0 | 0.425 | 0.008 | 0.192 | 0 | 0.459 | 0.035 | 0.005
2024-04-06 07:00 | 0.206 | 0.343 | 0.22 | 0.237 | 0.153 | 0.239 | 0.178 | 0.318 | 0.179 | 0.087 | 0.05 | 0.481 | 0.138 | 0.144 | 0.022 | 0.398 | 0.241 | 0
2024-04-06 08:00 | 0.431 | 0.454 | 0.446 | 0.112 | 0.393 | 0.29 | 0.41 | 0.254 | 0.419 | 0.133 | 0.215 | 0.278 | 0.334 | 0.168 | 0.188 | 0.328 | 0.465 | 0
2024-04-06 09:00 | 0.596 | 0.526 | 0.612 | 0.115 | 0.603 | 0.354 | 0.63 | 0.183 | 0.621 | 0.179 | 0.537 | 0.212 | 0.557 | 0.206 | 0.437 | 0.305 | 0.592 | 0
2024-04-06 10:00 | 0.704 | 0.525 | 0.703 | 0.186 | 0.704 | 0.367 | 0.738 | 0.121 | 0.745 | 0.225 | 0.678 | 0.193 | 0.664 | 0.226 | 0.623 | 0.208 | 0.72 | 0
2024-04-06 11:00 | 0.752 | 0.46 | 0.741 | 0.258 | 0.723 | 0.308 | 0.787 | 0.067 | 0.784 | 0.205 | 0.743 | 0.219 | 0.626 | 0.199 | 0.731 | 0.108 | 0.772 | 0
2024-04-06 12:00 | 0.734 | 0.4 | 0.535 | 0.305 | 0.597 | 0.228 | 0.784 | 0.03 | 0.761 | 0.159 | 0.758 | 0.284 | 0.532 | 0.138 | 0.77 | 0.039 | 0.769 | 0.001
2024-04-06 13:00 | 0.704 | 0.49 | 0.295 | 0.334 | 0.345 | 0.152 | 0.728 | 0.015 | 0.677 | 0.123 | 0.743 | 0.361 | 0.431 | 0.075 | 0.763 | 0.005 | 0.714 | 0.008
2024-04-06 14:00 | 0.614 | 0.64 | 0.24 | 0.305 | 0.283 | 0.075 | 0.63 | 0.009 | 0.48 | 0.084 | 0.68 | 0.422 | 0.342 | 0.028 | 0.701 | 0 | 0.608 | 0.022
2024-04-06 15:00 | 0.459 | 0.764 | 0.215 | 0.274 | 0.199 | 0.026 | 0.485 | 0.008 | 0.285 | 0.036 | 0.559 | 0.433 | 0.244 | 0.006 | 0.585 | 0.001 | 0.443 | 0.048
2024-04-06 16:00 | 0.192 | 0.844 | 0.1 | 0.245 | 0.11 | 0.006 | 0.283 | 0.014 | 0.139 | 0.008 | 0.384 | 0.388 | 0.167 | 0 | 0.412 | 0.04 | 0.217 | 0.064
2024-04-06 17:00 | 0.019 | 0.856 | 0.01 | 0.24 | 0.026 | 0 | 0.056 | 0.039 | 0.024 | 0.002 | 0.162 | 0.298 | 0.043 | 0 | 0.187 | 0.119 | 0.017 | 0.066
2024-04-06 18:00 | 0 | 0.856 | 0 | 0.278 | 0 | 0 | 0 | 0.094 | 0 | 0.005 | 0 | 0.233 | 0 | 0.004 | 0.005 | 0.21 | 0 | 0.052
2024-04-06 19:00 | 0 | 0.862 | 0 | 0.269 | 0 | 0.005 | 0 | 0.138 | 0 | 0.022 | 0 | 0.213 | 0 | 0.075 | 0 | 0.241 | 0 | 0.036
2024-04-06 20:00 | 0 | 0.881 | 0 | 0.257 | 0 | 0.034 | 0 | 0.163 | 0 | 0.061 | 0 | 0.221 | 0 | 0.188 | 0 | 0.242 | 0 | 0.02
2024-04-06 21:00 | 0 | 0.866 | 0 | 0.264 | 0 | 0.091 | 0 | 0.175 | 0 | 0.107 | 0 | 0.305 | 0 | 0.266 | 0 | 0.217 | 0 | 0.009
2024-04-06 22:00 | 0 | 0.875 | 0 | 0.272 | 0 | 0.155 | 0 | 0.2 | 0 | 0.152 | 0 | 0.436 | 0 | 0.302 | 0 | 0.178 | 0 | 0.008
2024-04-06 23:00 | 0 | 0.839 | 0 | 0.347 | 0 | 0.19 | 0 | 0.223 | 0 | 0.182 | 0 | 0.425 | 0 | 0.314 | 0 | 0.118 | 0 | 0.008
2024-04-07 | 0 | 0.772 | 0 | 0.379 | 0 | 0.211 | 0 | 0.202 | 0 | 0.181 | 0 | 0.36 | 0 | 0.315 | 0 | 0.053 | 0 | 0.011
2024-04-07 01:00 | 0 | 0.712 | 0 | 0.231 | 0 | 0.22 | 0 | 0.172 | 0 | 0.158 | 0 | 0.278 | 0 | 0.309 | 0 | 0.006 | 0 | 0.022
2024-04-07 02:00 | 0 | 0.657 | 0 | 0.284 | 0 | 0.225 | 0 | 0.162 | 0 | 0.12 | 0 | 0.18 | 0 | 0.305 | 0 | 0 | 0 | 0.046
2024-04-07 03:00 | 0 | 0.54 | 0 | 0.376 | 0 | 0.23 | 0 | 0.164 | 0 | 0.09 | 0 | 0.109 | 0 | 0.294 | 0 | 0 | 0 | 0.068
2024-04-07 04:00 | 0 | 0.337 | 0 | 0.415 | 0 | 0.199 | 0 | 0.156 | 0 | 0.071 | 0 | 0.067 | 0 | 0.233 | 0 | 0.001 | 0 | 0.072
2024-04-07 05:00 | 0 | 0.251 | 0 | 0.407 | 0 | 0.123 | 0 | 0.168 | 0 | 0.047 | 0 | 0.054 | 0 | 0.158 | 0 | 0.003 | 0 | 0.062
2024-04-07 06:00 | 0 | 0.194 | 0.003 | 0.343 | 0.017 | 0.099 | 0.021 | 0.179 | 0.03 | 0.036 | 0 | 0.08 | 0.013 | 0.133 | 0 | 0.008 | 0.019 | 0.05
2024-04-07 07:00 | 0.028 | 0.114 | 0.122 | 0.3 | 0.189 | 0.082 | 0.175 | 0.176 | 0.228 | 0.046 | 0.149 | 0.062 | 0.205 | 0.095 | 0.039 | 0.011 | 0.209 | 0.029
2024-04-07 08:00 | 0.077 | 0.054 | 0.42 | 0.364 | 0.463 | 0.192 | 0.46 | 0.146 | 0.475 | 0.161 | 0.396 | 0.026 | 0.454 | 0.146 | 0.193 | 0.011 | 0.448 | 0.015
2024-04-07 09:00 | 0.136 | 0.023 | 0.589 | 0.435 | 0.64 | 0.346 | 0.632 | 0.06 | 0.648 | 0.206 | 0.586 | 0.015 | 0.619 | 0.252 | 0.395 | 0.005 | 0.605 | 0.009
2024-04-07 10:00 | 0.198 | 0.006 | 0.635 | 0.502 | 0.737 | 0.395 | 0.727 | 0.02 | 0.735 | 0.205 | 0.711 | 0.027 | 0.709 | 0.362 | 0.575 | 0.003 | 0.703 | 0.003
2024-04-07 11:00 | 0.244 | 0.001 | 0.593 | 0.491 | 0.774 | 0.344 | 0.755 | 0.008 | 0.766 | 0.175 | 0.78 | 0.068 | 0.739 | 0.337 | 0.674 | 0.002 | 0.753 | 0.006
2024-04-07 12:00 | 0.203 | 0.001 | 0.494 | 0.447 | 0.75 | 0.272 | 0.74 | 0.008 | 0.757 | 0.143 | 0.803 | 0.119 | 0.72 | 0.264 | 0.712 | 0.002 | 0.74 | 0.011
2024-04-07 13:00 | 0.307 | 0.004 | 0.453 | 0.415 | 0.679 | 0.229 | 0.668 | 0.01 | 0.7 | 0.123 | 0.78 | 0.181 | 0.663 | 0.206 | 0.699 | 0.008 | 0.659 | 0.015
2024-04-07 14:00 | 0.425 | 0.014 | 0.367 | 0.414 | 0.574 | 0.201 | 0.574 | 0.013 | 0.595 | 0.115 | 0.709 | 0.212 | 0.563 | 0.165 | 0.647 | 0.029 | 0.502 | 0.038
2024-04-07 15:00 | 0.354 | 0.038 | 0.259 | 0.386 | 0.414 | 0.167 | 0.426 | 0.015 | 0.44 | 0.101 | 0.589 | 0.219 | 0.419 | 0.131 | 0.554 | 0.073 | 0.2 | 0.07
2024-04-07 16:00 | 0.188 | 0.039 | 0.111 | 0.294 | 0.232 | 0.126 | 0.212 | 0.02 | 0.237 | 0.077 | 0.412 | 0.195 | 0.25 | 0.093 | 0.383 | 0.141 | 0.051 | 0.062
2024-04-07 17:00 | 0.041 | 0.118 | 0.016 | 0.17 | 0.054 | 0.1 | 0.022 | 0.029 | 0.037 | 0.056 | 0.183 | 0.173 | 0.06 | 0.064 | 0.152 | 0.247 | 0.001 | 0.035
2024-04-07 18:00 | 0 | 0.277 | 0 | 0.141 | 0 | 0.101 | 0 | 0.041 | 0 | 0.05 | 0.001 | 0.213 | 0 | 0.05 | 0.002 | 0.345 | 0 | 0.018
2024-04-07 19:00 | 0 | 0.32 | 0 | 0.072 | 0 | 0.095 | 0 | 0.036 | 0 | 0.051 | 0 | 0.22 | 0 | 0.038 | 0 | 0.398 | 0 | 0.017
2024-04-07 20:00 | 0 | 0.261 | 0 | 0.027 | 0 | 0.092 | 0 | 0.027 | 0 | 0.049 | 0 | 0.181 | 0 | 0.035 | 0 | 0.457 | 0 | 0.024
2024-04-07 21:00 | 0 | 0.186 | 0 | 0.012 | 0 | 0.102 | 0 | 0.024 | 0 | 0.052 | 0 | 0.14 | 0 | 0.042 | 0 | 0.493 | 0 | 0.002
2024-04-07 22:00 | 0 | 0.13 | 0 | 0.007 | 0 | 0.126 | 0 | 0.025 | 0 | 0.059 | 0 | 0.11 | 0 | 0.057 | 0 | 0.433 | 0 | 0
2024-04-07 23:00 | 0 | 0.074 | 0 | 0.028 | 0 | 0.118 | 0 | 0.023 | 0 | 0.047 | 0 | 0.092 | 0 | 0.045 | 0 | 0.377 | 0 | 0.001
2024-04-08 | 0 | 0.035 | 0 | 0.071 | 0 | 0.08 | 0 | 0.017 | 0 | 0.021 | 0 | 0.074 | 0 | 0.017 | 0 | 0.358 | 0 | 0.002
2024-04-08 01:00 | 0 | 0.02 | 0 | 0.113 | 0 | 0.043 | 0 | 0.009 | 0 | 0.005 | 0 | 0.045 | 0 | 0.002 | 0 | 0.362 | 0 | 0.003
2024-04-08 02:00 | 0 | 0.012 | 0 | 0.125 | 0 | 0.014 | 0 | 0.003 | 0 | 0.001 | 0 | 0.018 | 0 | 0 | 0 | 0.352 | 0 | 0.006
2024-04-08 03:00 | 0 | 0.005 | 0 | 0.122 | 0 | 0.002 | 0 | 0.002 | 0 | 0.001 | 0 | 0.01 | 0 | 0 | 0 | 0.362 | 0 | 0.014
2024-04-08 04:00 | 0 | 0.001 | 0 | 0.112 | 0 | 0 | 0 | 0.004 | 0 | 0.006 | 0 | 0.024 | 0 | 0 | 0 | 0.382 | 0 | 0.031
2024-04-08 05:00 | 0 | 0.001 | 0 | 0.104 | 0 | 0 | 0 | 0.007 | 0 | 0.023 | 0 | 0.069 | 0 | 0.002 | 0 | 0.352 | 0 | 0.044
2024-04-08 06:00 | 0.004 | 0.001 | 0.003 | 0.093 | 0.012 | 0 | 0.044 | 0.009 | 0.021 | 0.036 | 0 | 0.148 | 0.009 | 0.006 | 0 | 0.328 | 0.016 | 0.063
2024-04-08 07:00 | 0.173 | 0 | 0.136 | 0.047 | 0.182 | 0 | 0.291 | 0.003 | 0.216 | 0.012 | 0.153 | 0.199 | 0.165 | 0.002 | 0.022 | 0.279 | 0.143 | 0.07
2024-04-08 08:00 | 0.388 | 0.004 | 0.391 | 0.021 | 0.462 | 0.002 | 0.499 | 0.003 | 0.496 | 0.012 | 0.398 | 0.076 | 0.445 | 0.003 | 0.133 | 0.205 | 0.297 | 0.077
2024-04-08 09:00 | 0.568 | 0.038 | 0.622 | 0.002 | 0.641 | 0.02 | 0.649 | 0.005 | 0.654 | 0.034 | 0.58 | 0.047 | 0.624 | 0.008 | 0.281 | 0.201 | 0.488 | 0.102
2024-04-08 10:00 | 0.684 | 0.049 | 0.727 | 0.001 | 0.737 | 0.053 | 0.743 | 0.008 | 0.752 | 0.038 | 0.707 | 0.016 | 0.726 | 0.02 | 0.421 | 0.167 | 0.619 | 0.134
2024-04-08 11:00 | 0.744 | 0.076 | 0.775 | 0.001 | 0.78 | 0.121 | 0.787 | 0.011 | 0.797 | 0.065 | 0.78 | 0.007 | 0.773 | 0.045 | 0.521 | 0.151 | 0.648 | 0.171
2024-04-08 12:00 | 0.754 | 0.122 | 0.779 | 0.002 | 0.776 | 0.188 | 0.784 | 0.015 | 0.789 | 0.096 | 0.8 | 0.009 | 0.768 | 0.086 | 0.566 | 0.155 | 0.664 | 0.205
2024-04-08 13:00 | 0.719 | 0.186 | 0.732 | 0.002 | 0.723 | 0.233 | 0.736 | 0.021 | 0.732 | 0.114 | 0.776 | 0.014 | 0.711 | 0.124 | 0.544 | 0.161 | 0.601 | 0.234
2024-04-08 14:00 | 0.634 | 0.261 | 0.647 | 0.002 | 0.602 | 0.243 | 0.638 | 0.03 | 0.593 | 0.12 | 0.707 | 0.017 | 0.603 | 0.139 | 0.476 | 0.18 | 0.467 | 0.273
2024-04-08 15:00 | 0.489 | 0.328 | 0.498 | 0.001 | 0.444 | 0.211 | 0.484 | 0.044 | 0.433 | 0.11 | 0.586 | 0.016 | 0.453 | 0.121 | 0.356 | 0.221 | 0.303 | 0.286
2024-04-08 16:00 | 0.284 | 0.396 | 0.306 | 0 | 0.255 | 0.156 | 0.27 | 0.066 | 0.212 | 0.083 | 0.409 | 0.01 | 0.261 | 0.083 | 0.215 | 0.3 | 0.142 | 0.265
2024-04-08 17:00 | 0.054 | 0.489 | 0.075 | 0 | 0.043 | 0.089 | 0.048 | 0.113 | 0.031 | 0.053 | 0.18 | 0.003 | 0.043 | 0.028 | 0.078 | 0.408 | 0.009 | 0.197
2024-04-08 18:00 | 0 | 0.527 | 0 | 0.02 | 0 | 0.045 | 0 | 0.168 | 0 | 0.032 | 0.001 | 0 | 0 | 0.003 | 0.001 | 0.498 | 0 | 0.148
2024-04-08 19:00 | 0 | 0.508 | 0 | 0.084 | 0 | 0.017 | 0 | 0.146 | 0 | 0.017 | 0 | 0.001 | 0 | 0.002 | 0 | 0.521 | 0 | 0.103
2024-04-08 20:00 | 0 | 0.514 | 0 | 0.159 | 0 | 0.007 | 0 | 0.111 | 0 | 0.013 | 0 | 0.009 | 0 | 0.012 | 0 | 0.482 | 0 | 0.068
2024-04-08 21:00 | 0 | 0.522 | 0 | 0.227 | 0 | 0.008 | 0 | 0.123 | 0 | 0.049 | 0 | 0.039 | 0 | 0.041 | 0 | 0.407 | 0 | 0.035
2024-04-08 22:00 | 0 | 0.526 | 0 | 0.282 | 0 | 0.021 | 0 | 0.218 | 0 | 0.143 | 0 | 0.103 | 0 | 0.073 | 0 | 0.342 | 0 | 0.015
2024-04-08 23:00 | 0 | 0.557 | 0 | 0.341 | 0 | 0.068 | 0 | 0.368 | 0 | 0.231 | 0 | 0.202 | 0 | 0.102 | 0 | 0.309 | 0 | 0.008
2024-04-09 | 0 | 0.58 | 0 | 0.4 | 0 | 0.145 | 0 | 0.457 | 0 | 0.281 | 0 | 0.321 | 0 | 0.14 | 0 | 0.28 | 0 | 0.006
2024-04-09 01:00 | 0 | 0.575 | 0 | 0.44 | 0 | 0.216 | 0 | 0.38 | 0 | 0.292 | 0 | 0.425 | 0 | 0.181 | 0 | 0.252 | 0 | 0.005
2024-04-09 02:00 | 0 | 0.559 | 0 | 0.454 | 0 | 0.255 | 0 | 0.31 | 0 | 0.276 | 0 | 0.504 | 0 | 0.204 | 0 | 0.206 | 0 | 0.004
2024-04-09 03:00 | 0 | 0.54 | 0 | 0.452 | 0 | 0.272 | 0 | 0.272 | 0 | 0.243 | 0 | 0.56 | 0 | 0.243 | 0 | 0.14 | 0 | 0.005
2024-04-09 04:00 | 0 | 0.547 | 0 | 0.45 | 0 | 0.289 | 0 | 0.255 | 0 | 0.215 | 0 | 0.602 | 0 | 0.274 | 0 | 0.087 | 0 | 0.005
2024-04-09 05:00 | 0 | 0.568 | 0 | 0.464 | 0 | 0.324 | 0 | 0.238 | 0 | 0.208 | 0 | 0.661 | 0 | 0.302 | 0 | 0.088 | 0 | 0.005
2024-04-09 06:00 | 0.002 | 0.579 | 0.006 | 0.413 | 0.017 | 0.328 | 0.019 | 0.226 | 0.022 | 0.194 | 0 | 0.712 | 0.005 | 0.291 | 0 | 0.121 | 0.02 | 0.004
2024-04-09 07:00 | 0.154 | 0.55 | 0.168 | 0.218 | 0.221 | 0.2 | 0.187 | 0.356 | 0.214 | 0.107 | 0.145 | 0.61 | 0.105 | 0.194 | 0.04 | 0.16 | 0.163 | 0.004
2024-04-09 08:00 | 0.374 | 0.776 | 0.423 | 0.154 | 0.46 | 0.192 | 0.429 | 0.394 | 0.488 | 0.068 | 0.384 | 0.244 | 0.247 | 0.22 | 0.255 | 0.168 | 0.333 | 0.007
2024-04-09 09:00 | 0.543 | 0.826 | 0.567 | 0.344 | 0.615 | 0.086 | 0.61 | 0.295 | 0.645 | 0.026 | 0.557 | 0.328 | 0.345 | 0.103 | 0.481 | 0.242 | 0.488 | 0.013
2024-04-09 10:00 | 0.659 | 0.8 | 0.549 | 0.375 | 0.693 | 0.033 | 0.723 | 0.207 | 0.741 | 0.001 | 0.666 | 0.601 | 0.443 | 0.015 | 0.642 | 0.291 | 0.631 | 0.023
2024-04-09 11:00 | 0.71 | 0.75 | 0.406 | 0.312 | 0.642 | 0.032 | 0.753 | 0.137 | 0.773 | 0 | 0.726 | 0.615 | 0.564 | 0.002 | 0.731 | 0.326 | 0.7 | 0.042
2024-04-09 12:00 | 0.718 | 0.707 | 0.324 | 0.256 | 0.483 | 0.067 | 0.732 | 0.087 | 0.69 | 0.011 | 0.746 | 0.607 | 0.468 | 0.02 | 0.768 | 0.362 | 0.678 | 0.066
2024-04-09 13:00 | 0.662 | 0.715 | 0.265 | 0.205 | 0.388 | 0.107 | 0.675 | 0.063 | 0.553 | 0.035 | 0.729 | 0.584 | 0.376 | 0.042 | 0.757 | 0.363 | 0.637 | 0.095
2024-04-09 14:00 | 0.542 | 0.783 | 0.206 | 0.149 | 0.334 | 0.089 | 0.56 | 0.058 | 0.403 | 0.064 | 0.66 | 0.543 | 0.367 | 0.025 | 0.693 | 0.317 | 0.481 | 0.153
2024-04-09 15:00 | 0.353 | 0.875 | 0.134 | 0.098 | 0.264 | 0.038 | 0.365 | 0.064 | 0.241 | 0.076 | 0.532 | 0.479 | 0.298 | 0.007 | 0.577 | 0.249 | 0.345 | 0.243
2024-04-09 16:00 | 0.163 | 0.921 | 0.066 | 0.068 | 0.162 | 0.01 | 0.151 | 0.087 | 0.11 | 0.062 | 0.322 | 0.376 | 0.188 | 0.001 | 0.404 | 0.193 | 0.159 | 0.289
2024-04-09 17:00 | 0.03 | 0.909 | 0.011 | 0.077 | 0.033 | 0.004 | 0.018 | 0.154 | 0.011 | 0.023 | 0.082 | 0.211 | 0.045 | 0 | 0.179 | 0.171 | 0.008 | 0.262
2024-04-09 18:00 | 0 | 0.889 | 0 | 0.103 | 0 | 0.003 | 0 | 0.248 | 0 | 0.001 | 0 | 0.071 | 0 | 0.001 | 0.003 | 0.15 | 0 | 0.236
2024-04-09 19:00 | 0 | 0.899 | 0 | 0.133 | 0 | 0.003 | 0 | 0.285 | 0 | 0.001 | 0 | 0.003 | 0 | 0.003 | 0 | 0.076 | 0 | 0.212
2024-04-09 20:00 | 0 | 0.885 | 0 | 0.194 | 0 | 0.002 | 0 | 0.305 | 0 | 0.016 | 0 | 0 | 0 | 0.005 | 0 | 0.015 | 0 | 0.191
2024-04-09 21:00 | 0 | 0.84 | 0 | 0.38 | 0 | 0.001 | 0 | 0.346 | 0 | 0.066 | 0 | 0.007 | 0 | 0.011 | 0 | 0.002 | 0 | 0.172
2024-04-09 22:00 | 0 | 0.812 | 0 | 0.51 | 0 | 0.006 | 0 | 0.369 | 0 | 0.134 | 0 | 0.063 | 0 | 0.037 | 0 | 0.003 | 0 | 0.157
2024-04-09 23:00 | 0 | 0.793 | 0 | 0.162 | 0 | 0.076 | 0 | 0.31 | 0 | 0.184 | 0 | 0.208 | 0 | 0.121 | 0 | 0.002 | 0 | 0.149
2024-04-10 | 0 | 0.746 | 0 | 0.063 | 0 | 0.21 | 0 | 0.305 | 0 | 0.201 | 0 | 0.42 | 0 | 0.248 | 0 | 0.001 | 0 | 0.159
2024-04-10 01:00 | 0 | 0.611 | 0 | 0.033 | 0 | 0.176 | 0 | 0.32 | 0 | 0.164 | 0 | 0.552 | 0 | 0.266 | 0 | 0.001 | 0 | 0.16
2024-04-10 02:00 | 0 | 0.525 | 0 | 0.024 | 0 | 0.108 | 0 | 0.328 | 0 | 0.062 | 0 | 0.575 | 0 | 0.26 | 0 | 0.001 | 0 | 0.139
2024-04-10 03:00 | 0 | 0.551 | 0 | 0.009 | 0 | 0.069 | 0 | 0.291 | 0 | 0.006 | 0 | 0.589 | 0 | 0.223 | 0 | 0.001 | 0 | 0.126
2024-04-10 04:00 | 0 | 0.486 | 0 | 0.003 | 0 | 0.056 | 0 | 0.238 | 0 | 0.001 | 0 | 0.66 | 0 | 0.151 | 0 | 0 | 0 | 0.122
2024-04-10 05:00 | 0 | 0.405 | 0 | 0.009 | 0 | 0.052 | 0 | 0.179 | 0 | 0.002 | 0 | 0.735 | 0 | 0.08 | 0 | 0 | 0 | 0.127
2024-04-10 06:00 | 0.003 | 0.358 | 0 | 0.039 | 0.003 | 0.051 | 0.006 | 0.118 | 0.007 | 0.001 | 0 | 0.772 | 0.002 | 0.045 | 0 | 0 | 0.032 | 0.133
2024-04-10 07:00 | 0.18 | 0.245 | 0.081 | 0.04 | 0.068 | 0.036 | 0.083 | 0.127 | 0.089 | 0 | 0.128 | 0.704 | 0.062 | 0.023 | 0.049 | 0 | 0.243 | 0.126
2024-04-10 08:00 | 0.401 | 0.107 | 0.238 | 0.011 | 0.181 | 0.022 | 0.232 | 0.121 | 0.244 | 0 | 0.365 | 0.827 | 0.161 | 0.009 | 0.271 | 0 | 0.462 | 0.178
2024-04-10 09:00 | 0.564 | 0.125 | 0.317 | 0.004 | 0.359 | 0.006 | 0.363 | 0.063 | 0.429 | 0 | 0.548 | 0.852 | 0.304 | 0 | 0.487 | 0 | 0.617 | 0.218
2024-04-10 10:00 | 0.666 | 0.082 | 0.421 | 0.002 | 0.456 | 0.007 | 0.415 | 0.021 | 0.572 | 0.001 | 0.672 | 0.697 | 0.466 | 0 | 0.65 | 0 | 0.714 | 0.22
2024-04-10 11:00 | 0.713 | 0.025 | 0.568 | 0.002 | 0.48 | 0.007 | 0.346 | 0.009 | 0.684 | 0.001 | 0.742 | 0.539 | 0.578 | 0 | 0.74 | 0 | 0.76 | 0.208
2024-04-10 12:00 | 0.723 | 0.012 | 0.626 | 0.001 | 0.579 | 0.005 | 0.347 | 0.006 | 0.719 | 0.001 | 0.764 | 0.415 | 0.648 | 0 | 0.776 | 0 | 0.743 | 0.223
2024-04-10 13:00 | 0.687 | 0.024 | 0.577 | 0 | 0.652 | 0.006 | 0.282 | 0.006 | 0.634 | 0.001 | 0.739 | 0.314 | 0.633 | 0 | 0.763 | 0 | 0.678 | 0.264
2024-04-10 14:00 | 0.604 | 0.069 | 0.547 | 0 | 0.605 | 0.006 | 0.191 | 0.011 | 0.502 | 0.001 | 0.669 | 0.237 | 0.543 | 0.001 | 0.701 | 0.034 | 0.554 | 0.299
2024-04-10 15:00 | 0.456 | 0.132 | 0.394 | 0 | 0.465 | 0.004 | 0.127 | 0.021 | 0.33 | 0.001 | 0.548 | 0.189 | 0.357 | 0.001 | 0.585 | 0.114 | 0.362 | 0.335
2024-04-10 16:00 | 0.247 | 0.178 | 0.161 | 0 | 0.255 | 0.002 | 0.06 | 0.027 | 0.147 | 0 | 0.372 | 0.18 | 0.17 | 0.001 | 0.412 | 0.204 | 0.137 | 0.359
2024-04-10 17:00 | 0.046 | 0.138 | 0.019 | 0 | 0.044 | 0.003 | 0.006 | 0.03 | 0.017 | 0.001 | 0.138 | 0.262 | 0.03 | 0.001 | 0.184 | 0.278 | 0.006 | 0.33
2024-04-10 18:00 | 0 | 0.077 | 0 | 0.003 | 0 | 0.011 | 0 | 0.04 | 0 | 0.005 | 0 | 0.543 | 0 | 0.002 | 0.003 | 0.265 | 0 | 0.295
2024-04-10 19:00 | 0 | 0.029 | 0 | 0.009 | 0 | 0.026 | 0 | 0.045 | 0 | 0.019 | 0 | 0.718 | 0 | 0.012 | 0 | 0.229 | 0 | 0.27
2024-04-10 20:00 | 0 | 0.009 | 0 | 0.013 | 0 | 0.045 | 0 | 0.047 | 0 | 0.031 | 0 | 0.718 | 0 | 0.035 | 0 | 0.212 | 0 | 0.221
2024-04-10 21:00 | 0 | 0.003 | 0 | 0.014 | 0 | 0.055 | 0 | 0.049 | 0 | 0.031 | 0 | 0.68 | 0 | 0.06 | 0 | 0.184 | 0 | 0.184
2024-04-10 22:00 | 0 | 0.001 | 0 | 0.013 | 0 | 0.057 | 0 | 0.045 | 0 | 0.025 | 0 | 0.623 | 0 | 0.074 | 0 | 0.16 | 0 | 0.173
2024-04-10 23:00 | 0 | 0.001 | 0 | 0.009 | 0 | 0.05 | 0 | 0.035 | 0 | 0.015 | 0 | 0.599 | 0 | 0.078 | 0 | 0.136 | 0 | 0.173
2024-04-11 | 0 | 0.001 | 0 | 0.004 | 0 | 0.041 | 0 | 0.022 | 0 | 0.009 | 0 | 0.592 | 0 | 0.076 | 0 | 0.1 | 0 | 0.178
2024-04-11 01:00 | 0 | 0.001 | 0 | 0.001 | 0 | 0.034 | 0 | 0.011 | 0 | 0.006 | 0 | 0.58 | 0 | 0.07 | 0 | 0.058 | 0 | 0.18
2024-04-11 02:00 | 0 | 0.004 | 0 | 0 | 0 | 0.028 | 0 | 0.004 | 0 | 0.003 | 0 | 0.566 | 0 | 0.049 | 0 | 0.02 | 0 | 0.173
2024-04-11 03:00 | 0 | 0.014 | 0 | 0 | 0 | 0.025 | 0 | 0.001 | 0 | 0.002 | 0 | 0.555 | 0 | 0.037 | 0 | 0.003 | 0 | 0.157
2024-04-11 04:00 | 0 | 0.042 | 0 | 0 | 0 | 0.022 | 0 | 0 | 0 | 0.001 | 0 | 0.544 | 0 | 0.029 | 0 | 0 | 0 | 0.14
2024-04-11 05:00 | 0 | 0.083 | 0 | 0 | 0 | 0.02 | 0 | 0 | 0 | 0.002 | 0 | 0.525 | 0 | 0.021 | 0 | 0 | 0 | 0.133
2024-04-11 06:00 | 0.002 | 0.132 | 0.004 | 0.001 | 0.003 | 0.016 | 0.008 | 0 | 0.003 | 0.002 | 0 | 0.498 | 0.003 | 0.015 | 0 | 0 | 0.011 | 0.133
2024-04-11 07:00 | 0.186 | 0.133 | 0.208 | 0.001 | 0.084 | 0.004 | 0.083 | 0 | 0.055 | 0.001 | 0.128 | 0.391 | 0.114 | 0.003 | 0.049 | 0.009 | 0.145 | 0.129
2024-04-11 08:00 | 0.411 | 0.071 | 0.444 | 0 | 0.241 | 0.001 | 0.18 | 0 | 0.146 | 0.005 | 0.366 | 0.444 | 0.331 | 0 | 0.24 | 0.024 | 0.38 | 0.189
2024-04-11 09:00 | 0.574 | 0.065 | 0.613 | 0 | 0.432 | 0.004 | 0.281 | 0 | 0.255 | 0.012 | 0.549 | 0.566 | 0.529 | 0 | 0.411 | 0.039 | 0.557 | 0.278
2024-04-11 10:00 | 0.677 | 0.064 | 0.725 | 0.002 | 0.612 | 0.001 | 0.35 | 0 | 0.35 | 0.008 | 0.673 | 0.422 | 0.631 | 0 | 0.574 | 0.054 | 0.669 | 0.337
2024-04-11 11:00 | 0.729 | 0.053 | 0.783 | 0.005 | 0.721 | 0 | 0.387 | 0 | 0.405 | 0.001 | 0.745 | 0.3 | 0.673 | 0 | 0.674 | 0.071 | 0.707 | 0.364
2024-04-11 12:00 | 0.736 | 0.04 | 0.791 | 0.006 | 0.715 | 0 | 0.4 | 0 | 0.438 | 0 | 0.767 | 0.199 | 0.644 | 0 | 0.721 | 0.094 | 0.663 | 0.369
2024-04-11 13:00 | 0.696 | 0.031 | 0.751 | 0.006 | 0.613 | 0 | 0.407 | 0.001 | 0.435 | 0 | 0.744 | 0.121 | 0.564 | 0 | 0.696 | 0.133 | 0.568 | 0.374
2024-04-11 14:00 | 0.609 | 0.04 | 0.663 | 0.004 | 0.473 | 0.001 | 0.256 | 0.001 | 0.374 | 0 | 0.675 | 0.067 | 0.468 | 0 | 0.598 | 0.171 | 0.461 | 0.393
2024-04-11 15:00 | 0.47 | 0.075 | 0.519 | 0.002 | 0.322 | 0.001 | 0.178 | 0.002 | 0.243 | 0 | 0.556 | 0.03 | 0.334 | 0 | 0.445 | 0.199 | 0.329 | 0.425
2024-04-11 16:00 | 0.275 | 0.202 | 0.32 | 0.001 | 0.168 | 0 | 0.092 | 0.003 | 0.104 | 0 | 0.382 | 0.011 | 0.185 | 0 | 0.259 | 0.184 | 0.158 | 0.43
2024-04-11 17:00 | 0.057 | 0.379 | 0.089 | 0.001 | 0.028 | 0.002 | 0.01 | 0.008 | 0.012 | 0.002 | 0.158 | 0.007 | 0.043 | 0 | 0.079 | 0.122 | 0.01 | 0.422
2024-04-11 18:00 | 0 | 0.297 | 0 | 0.003 | 0 | 0.003 | 0 | 0.013 | 0 | 0.008 | 0 | 0.026 | 0 | 0.001 | 0 | 0.061 | 0 | 0.424
2024-04-11 19:00 | 0 | 0.059 | 0 | 0.003 | 0 | 0.001 | 0 | 0.017 | 0 | 0.005 | 0 | 0.097 | 0 | 0.001 | 0 | 0.067 | 0 | 0.403
2024-04-11 20:00 | 0 | 0.011 | 0 | 0.002 | 0 | 0 | 0 | 0.021 | 0 | 0.001 | 0 | 0.24 | 0 | 0 | 0 | 0.122 | 0 | 0.389
2024-04-11 21:00 | 0 | 0.535 | 0 | 0.001 | 0 | 0 | 0 | 0.025 | 0 | 0 | 0 | 0.422 | 0 | 0 | 0 | 0.177 | 0 | 0.374
2024-04-11 22:00 | 0 | 0.75 | 0 | 0 | 0 | 0 | 0 | 0.023 | 0 | 0 | 0 | 0.568 | 0 | 0 | 0 | 0.183 | 0 | 0.366
2024-04-11 23:00 | 0 | 0.635 | 0 | 0 | 0 | 0 | 0 | 0.018 | 0 | 0 | 0 | 0.649 | 0 | 0.001 | 0 | 0.176 | 0 | 0.337
2024-04-12 | 0 | 0.473 | 0 | 0 | 0 | 0 | 0 | 0.012 | 0 | 0 | 0 | 0.687 | 0 | 0.001 | 0 | 0.167 | 0 | 0.302
2024-04-12 01:00 | 0 | 0.411 | 0 | 0 | 0 | 0 | 0 | 0.005 | 0 | 0 | 0 | 0.697 | 0 | 0.001 | 0 | 0.164 | 0 | 0.276
2024-04-12 02:00 | 0 | 0.366 | 0 | 0.001 | 0 | 0 | 0 | 0.001 | 0 | 0 | 0 | 0.682 | 0 | 0 | 0 | 0.167 | 0 | 0.256
2024-04-12 03:00 | 0 | 0.334 | 0 | 0.002 | 0 | 0 | 0 | 0 | 0 | 0 | 0 | 0.651 | 0 | 0 | 0 | 0.167 | 0 | 0.243
2024-04-12 04:00 | 0 | 0.317 | 0 | 0.004 | 0 | 0 | 0 | 0 | 0 | 0 | 0 | 0.617 | 0 | 0 | 0 | 0.164 | 0 | 0.233
2024-04-12 05:00 | 0 | 0.21 | 0 | 0.006 | 0 | 0 | 0 | 0 | 0 | 0 | 0 | 0.576 | 0 | 0 | 0 | 0.162 | 0 | 0.228
2024-04-12 06:00 | 0.001 | 0.103 | 0.004 | 0.009 | 0.017 | 0 | 0.014 | 0 | 0.017 | 0 | 0 | 0.552 | 0.009 | 0 | 0 | 0.158 | 0.038 | 0.228
2024-04-12 07:00 | 0.145 | 0.034 | 0.217 | 0.007 | 0.251 | 0 | 0.157 | 0 | 0.206 | 0 | 0.117 | 0.457 | 0.195 | 0 | 0.013 | 0.132 | 0.272 | 0.177
2024-04-12 08:00 | 0.374 | 0.002 | 0.45 | 0.002 | 0.481 | 0 | 0.42 | 0 | 0.503 | 0 | 0.35 | 0.367 | 0.453 | 0 | 0.103 | 0.125 | 0.482 | 0.153
2024-04-12 09:00 | 0.556 | 0 | 0.616 | 0.003 | 0.641 | 0 | 0.591 | 0 | 0.661 | 0 | 0.536 | 0.741 | 0.62 | 0 | 0.248 | 0.123 | 0.631 | 0.206
2024-04-12 10:00 | 0.636 | 0 | 0.725 | 0.001 | 0.745 | 0 | 0.696 | 0 | 0.759 | 0 | 0.668 | 0.704 | 0.728 | 0 | 0.356 | 0.135 | 0.726 | 0.224
2024-04-12 11:00 | 0.648 | 0.001 | 0.783 | 0.002 | 0.798 | 0 | 0.745 | 0 | 0.805 | 0 | 0.741 | 0.589 | 0.783 | 0 | 0.414 | 0.171 | 0.769 | 0.241
2024-04-12 12:00 | 0.66 | 0.001 | 0.79 | 0.004 | 0.799 | 0 | 0.718 | 0 | 0.803 | 0 | 0.764 | 0.489 | 0.785 | 0 | 0.433 | 0.201 | 0.764 | 0.272
2024-04-12 13:00 | 0.636 | 0.013 | 0.749 | 0.006 | 0.752 | 0 | 0.635 | 0 | 0.753 | 0 | 0.739 | 0.413 | 0.742 | 0 | 0.419 | 0.264 | 0.711 | 0.318
2024-04-12 14:00 | 0.511 | 0.058 | 0.661 | 0.006 | 0.662 | 0 | 0.515 | 0.001 | 0.658 | 0 | 0.662 | 0.358 | 0.654 | 0 | 0.381 | 0.282 | 0.606 | 0.385
2024-04-12 15:00 | 0.372 | 0.195 | 0.518 | 0.006 | 0.509 | 0 | 0.352 | 0.001 | 0.503 | 0 | 0.544 | 0.32 | 0.507 | 0 | 0.304 | 0.278 | 0.445 | 0.471
2024-04-12 16:00 | 0.206 | 0.401 | 0.319 | 0.007 | 0.297 | 0 | 0.134 | 0.003 | 0.291 | 0 | 0.374 | 0.297 | 0.3 | 0 | 0.186 | 0.239 | 0.229 | 0.525
2024-04-12 17:00 | 0.033 | 0.493 | 0.088 | 0.021 | 0.059 | 0.012 | 0.018 | 0.015 | 0.048 | 0.002 | 0.15 | 0.294 | 0.07 | 0.001 | 0.061 | 0.168 | 0.015 | 0.525
2024-04-12 18:00 | 0 | 0.428 | 0 | 0.07 | 0 | 0.067 | 0 | 0.045 | 0 | 0.044 | 0 | 0.407 | 0 | 0.017 | 0 | 0.093 | 0 | 0.487
2024-04-12 19:00 | 0 | 0.223 | 0 | 0.143 | 0 | 0.107 | 0 | 0.07 | 0 | 0.104 | 0 | 0.559 | 0 | 0.031 | 0 | 0.051 | 0 | 0.46
2024-04-12 20:00 | 0 | 0.026 | 0 | 0.233 | 0 | 0.116 | 0 | 0.098 | 0 | 0.135 | 0 | 0.622 | 0 | 0.031 | 0 | 0.037 | 0 | 0.451
2024-04-12 21:00 | 0 | 0.216 | 0 | 0.316 | 0 | 0.102 | 0 | 0.126 | 0 | 0.127 | 0 | 0.558 | 0 | 0.022 | 0 | 0.038 | 0 | 0.472
2024-04-12 22:00 | 0 | 0.568 | 0 | 0.371 | 0 | 0.083 | 0 | 0.14 | 0 | 0.103 | 0 | 0.395 | 0 | 0.012 | 0 | 0.057 | 0 | 0.523
2024-04-12 23:00 | 0 | 0.601 | 0 | 0.375 | 0 | 0.058 | 0 | 0.129 | 0 | 0.076 | 0 | 0.259 | 0 | 0.005 | 0 | 0.079 | 0 | 0.544
2024-04-13 | 0 | 0.544 | 0 | 0.351 | 0 | 0.039 | 0 | 0.103 | 0 | 0.056 | 0 | 0.213 | 0 | 0.001 | 0 | 0.093 | 0 | 0.544
2024-04-13 01:00 | 0 | 0.543 | 0 | 0.334 | 0 | 0.029 | 0 | 0.073 | 0 | 0.046 | 0 | 0.238 | 0 | 0 | 0 | 0.099 | 0 | 0.552
2024-04-13 02:00 | 0 | 0.549 | 0 | 0.316 | 0 | 0.022 | 0 | 0.047 | 0 | 0.04 | 0 | 0.234 | 0 | 0 | 0 | 0.112 | 0 | 0.562
2024-04-13 03:00 | 0 | 0.558 | 0 | 0.302 | 0 | 0.016 | 0 | 0.03 | 0 | 0.034 | 0 | 0.257 | 0 | 0 | 0 | 0.162 | 0 | 0.55
2024-04-13 04:00 | 0 | 0.6 | 0 | 0.289 | 0 | 0.01 | 0 | 0.022 | 0 | 0.025 | 0 | 0.275 | 0 | 0 | 0 | 0.233 | 0 | 0.517
2024-04-13 05:00 | 0 | 0.591 | 0 | 0.295 | 0 | 0.008 | 0 | 0.019 | 0 | 0.017 | 0 | 0.288 | 0 | 0 | 0 | 0.261 | 0 | 0.461
2024-04-13 06:00 | 0 | 0.578 | 0.004 | 0.325 | 0.016 | 0.009 | 0.029 | 0.02 | 0.027 | 0.012 | 0 | 0.294 | 0.01 | 0.001 | 0 | 0.251 | 0.033 | 0.379
2024-04-13 07:00 | 0.12 | 0.682 | 0.215 | 0.218 | 0.251 | 0.005 | 0.265 | 0.013 | 0.271 | 0.007 | 0.079 | 0.236 | 0.228 | 0.001 | 0.006 | 0.245 | 0.263 | 0.214
2024-04-13 08:00 | 0.345 | 0.714 | 0.448 | 0.155 | 0.477 | 0.037 | 0.483 | 0.02 | 0.496 | 0.05 | 0.319 | 0.119 | 0.454 | 0.002 | 0.085 | 0.172 | 0.47 | 0.038
2024-04-13 09:00 | 0.513 | 0.658 | 0.612 | 0.484 | 0.638 | 0.078 | 0.641 | 0.012 | 0.653 | 0.11 | 0.532 | 0.049 | 0.618 | 0.045 | 0.204 | 0.144 | 0.619 | 0.102
2024-04-13 10:00 | 0.608 | 0.613 | 0.718 | 0.437 | 0.742 | 0.084 | 0.733 | 0.01 | 0.752 | 0.108 | 0.683 | 0.043 | 0.725 | 0.054 | 0.305 | 0.144 | 0.713 | 0.339
2024-04-13 11:00 | 0.624 | 0.602 | 0.774 | 0.386 | 0.789 | 0.093 | 0.768 | 0.009 | 0.797 | 0.099 | 0.764 | 0.088 | 0.774 | 0.059 | 0.464 | 0.121 | 0.756 | 0.504
2024-04-13 12:00 | 0.562 | 0.618 | 0.783 | 0.361 | 0.788 | 0.109 | 0.754 | 0.011 | 0.794 | 0.094 | 0.789 | 0.168 | 0.774 | 0.069 | 0.62 | 0.087 | 0.749 | 0.63
2024-04-13 13:00 | 0.502 | 0.671 | 0.702 | 0.352 | 0.737 | 0.132 | 0.699 | 0.015 | 0.742 | 0.098 | 0.766 | 0.287 | 0.728 | 0.078 | 0.688 | 0.066 | 0.688 | 0.7
2024-04-13 14:00 | 0.464 | 0.713 | 0.585 | 0.337 | 0.621 | 0.154 | 0.584 | 0.019 | 0.636 | 0.111 | 0.695 | 0.422 | 0.614 | 0.085 | 0.66 | 0.042 | 0.568 | 0.721
2024-04-13 15:00 | 0.315 | 0.697 | 0.352 | 0.322 | 0.439 | 0.164 | 0.392 | 0.021 | 0.476 | 0.126 | 0.573 | 0.506 | 0.463 | 0.078 | 0.542 | 0.008 | 0.385 | 0.727
2024-04-13 16:00 | 0.147 | 0.615 | 0.177 | 0.312 | 0.22 | 0.16 | 0.159 | 0.019 | 0.247 | 0.154 | 0.396 | 0.538 | 0.255 | 0.064 | 0.378 | 0 | 0.166 | 0.706
2024-04-13 17:00 | 0.014 | 0.452 | 0.024 | 0.32 | 0.041 | 0.172 | 0.018 | 0.013 | 0.03 | 0.233 | 0.165 | 0.519 | 0.058 | 0.054 | 0.164 | 0.001 | 0.006 | 0.627
2024-04-13 18:00 | 0 | 0.271 | 0 | 0.334 | 0 | 0.211 | 0 | 0.008 | 0 | 0.341 | 0 | 0.481 | 0 | 0.046 | 0.001 | 0.004 | 0 | 0.544
2024-04-13 19:00 | 0 | 0.206 | 0 | 0.259 | 0 | 0.208 | 0 | 0.008 | 0 | 0.364 | 0 | 0.491 | 0 | 0.033 | 0 | 0.015 | 0 | 0.493
2024-04-13 20:00 | 0 | 0.19 | 0 | 0.156 | 0 | 0.184 | 0 | 0.014 | 0 | 0.316 | 0 | 0.5 | 0 | 0.022 | 0 | 0.033 | 0 | 0.432
2024-04-13 21:00 | 0 | 0.179 | 0 | 0.128 | 0 | 0.152 | 0 | 0.029 | 0 | 0.251 | 0 | 0.556 | 0 | 0.013 | 0 | 0.041 | 0 | 0.345
2024-04-13 22:00 | 0 | 0.225 | 0 | 0.192 | 0 | 0.119 | 0 | 0.052 | 0 | 0.184 | 0 | 0.607 | 0 | 0.009 | 0 | 0.037 | 0 | 0.22
2024-04-13 23:00 | 0 | 0.334 | 0 | 0.289 | 0 | 0.093 | 0 | 0.069 | 0 | 0.128 | 0 | 0.541 | 0 | 0.005 | 0 | 0.044 | 0 | 0.132
2024-04-14 | 0 | 0.459 | 0 | 0.382 | 0 | 0.073 | 0 | 0.076 | 0 | 0.094 | 0 | 0.442 | 0 | 0.002 | 0 | 0.056 | 0 | 0.114
2024-04-14 01:00 | 0 | 0.522 | 0 | 0.39 | 0 | 0.061 | 0 | 0.075 | 0 | 0.076 | 0 | 0.351 | 0 | 0.001 | 0 | 0.07 | 0 | 0.15
2024-04-14 02:00 | 0 | 0.539 | 0 | 0.314 | 0 | 0.061 | 0 | 0.065 | 0 | 0.064 | 0 | 0.278 | 0 | 0.001 | 0 | 0.084 | 0 | 0.196
2024-04-14 03:00 | 0 | 0.538 | 0 | 0.225 | 0 | 0.065 | 0 | 0.057 | 0 | 0.058 | 0 | 0.231 | 0 | 0.004 | 0 | 0.102 | 0 | 0.231
2024-04-14 04:00 | 0 | 0.492 | 0 | 0.158 | 0 | 0.083 | 0 | 0.049 | 0 | 0.055 | 0 | 0.196 | 0 | 0.015 | 0 | 0.12 | 0 | 0.259
2024-04-14 05:00 | 0 | 0.555 | 0 | 0.107 | 0 | 0.086 | 0 | 0.036 | 0 | 0.044 | 0 | 0.184 | 0 | 0.023 | 0 | 0.132 | 0 | 0.274
2024-04-14 06:00 | 0 | 0.563 | 0.005 | 0.079 | 0.015 | 0.073 | 0.03 | 0.028 | 0.025 | 0.029 | 0 | 0.171 | 0.009 | 0.016 | 0 | 0.123 | 0.01 | 0.326
2024-04-14 07:00 | 0.133 | 0.574 | 0.241 | 0.028 | 0.247 | 0.031 | 0.271 | 0.012 | 0.267 | 0.006 | 0.156 | 0.106 | 0.223 | 0.003 | 0.039 | 0.099 | 0.121 | 0.436
2024-04-14 08:00 | 0.332 | 0.637 | 0.483 | 0.002 | 0.471 | 0.107 | 0.485 | 0.035 | 0.486 | 0.059 | 0.415 | 0.082 | 0.447 | 0.017 | 0.24 | 0.076 | 0.233 | 0.586
2024-04-14 09:00 | 0.525 | 0.562 | 0.656 | 0.009 | 0.632 | 0.248 | 0.637 | 0.051 | 0.641 | 0.18 | 0.608 | 0.006 | 0.613 | 0.118 | 0.408 | 0.088 | 0.351 | 0.676
2024-04-14 10:00 | 0.691 | 0.459 | 0.769 | 0.052 | 0.736 | 0.311 | 0.734 | 0.045 | 0.739 | 0.241 | 0.74 | 0 | 0.719 | 0.164 | 0.435 | 0.049 | 0.434 | 0.699
2024-04-14 11:00 | 0.758 | 0.386 | 0.827 | 0.126 | 0.775 | 0.361 | 0.779 | 0.042 | 0.784 | 0.3 | 0.813 | 0 | 0.764 | 0.207 | 0.325 | 0.028 | 0.476 | 0.727
2024-04-14 12:00 | 0.761 | 0.332 | 0.835 | 0.256 | 0.766 | 0.401 | 0.776 | 0.046 | 0.772 | 0.351 | 0.834 | 0.009 | 0.76 | 0.249 | 0.269 | 0.019 | 0.503 | 0.751
2024-04-14 13:00 | 0.682 | 0.308 | 0.794 | 0.401 | 0.706 | 0.425 | 0.726 | 0.051 | 0.715 | 0.375 | 0.807 | 0.072 | 0.702 | 0.279 | 0.24 | 0.025 | 0.482 | 0.748
2024-04-14 14:00 | 0.566 | 0.292 | 0.703 | 0.482 | 0.559 | 0.434 | 0.614 | 0.054 | 0.609 | 0.373 | 0.734 | 0.167 | 0.589 | 0.287 | 0.263 | 0.072 | 0.415 | 0.731
2024-04-14 15:00 | 0.393 | 0.274 | 0.558 | 0.494 | 0.374 | 0.409 | 0.42 | 0.053 | 0.451 | 0.354 | 0.61 | 0.241 | 0.431 | 0.267 | 0.369 | 0.178 | 0.306 | 0.7
2024-04-14 16:00 | 0.138 | 0.285 | 0.355 | 0.416 | 0.217 | 0.327 | 0.172 | 0.044 | 0.217 | 0.311 | 0.428 | 0.269 | 0.25 | 0.193 | 0.369 | 0.255 | 0.103 | 0.625
2024-04-14 17:00 | 0.025 | 0.28 | 0.103 | 0.237 | 0.043 | 0.172 | 0.02 | 0.033 | 0.025 | 0.25 | 0.189 | 0.275 | 0.049 | 0.085 | 0.175 | 0.243 | 0.003 | 0.522
2024-04-14 18:00 | 0 | 0.233 | 0 | 0.097 | 0 | 0.126 | 0 | 0.036 | 0 | 0.266 | 0 | 0.328 | 0 | 0.082 | 0.001 | 0.209 | 0 | 0.42
2024-04-14 19:00 | 0 | 0.175 | 0 | 0.045 | 0 | 0.125 | 0 | 0.066 | 0 | 0.291 | 0 | 0.3 | 0 | 0.133 | 0 | 0.194 | 0 | 0.329
2024-04-14 20:00 | 0 | 0.13 | 0 | 0.036 | 0 | 0.146 | 0 | 0.143 | 0 | 0.311 | 0 | 0.245 | 0 | 0.2 | 0 | 0.15 | 0 | 0.254
2024-04-14 21:00 | 0 | 0.11 | 0 | 0.028 | 0 | 0.171 | 0 | 0.272 | 0 | 0.317 | 0 | 0.204 | 0 | 0.227 | 0 | 0.152 | 0 | 0.2
2024-04-14 22:00 | 0 | 0.102 | 0 | 0.016 | 0 | 0.162 | 0 | 0.357 | 0 | 0.291 | 0 | 0.172 | 0 | 0.215 | 0 | 0.135 | 0 | 0.163
2024-04-14 23:00 | 0 | 0.133 | 0 | 0.006 | 0 | 0.095 | 0 | 0.298 | 0 | 0.179 | 0 | 0.153 | 0 | 0.138 | 0 | 0.088 | 0 | 0.126
2024-04-15 | 0 | 0.184 | 0 | 0.001 | 0 | 0.046 | 0 | 0.212 | 0 | 0.097 | 0 | 0.145 | 0 | 0.064 | 0 | 0.056 | 0 | 0.094
2024-04-15 01:00 | 0 | 0.257 | 0 | 0 | 0 | 0.009 | 0 | 0.141 | 0 | 0.053 | 0 | 0.179 | 0 | 0.007 | 0 | 0.036 | 0 | 0.079
2024-04-15 02:00 | 0 | 0.345 | 0 | 0 | 0 | 0.001 | 0 | 0.074 | 0 | 0.018 | 0 | 0.243 | 0 | 0 | 0 | 0.015 | 0 | 0.079
2024-04-15 03:00 | 0 | 0.429 | 0 | 0 | 0 | 0.024 | 0 | 0.027 | 0 | 0.007 | 0 | 0.272 | 0 | 0.001 | 0 | 0.007 | 0 | 0.086
2024-04-15 04:00 | 0 | 0.52 | 0 | 0 | 0 | 0.06 | 0 | 0.012 | 0 | 0.026 | 0 | 0.267 | 0 | 0.004 | 0 | 0.007 | 0 | 0.084
2024-04-15 05:00 | 0 | 0.627 | 0 | 0 | 0 | 0.142 | 0 | 0.011 | 0 | 0.035 | 0 | 0.233 | 0 | 0.012 | 0 | 0.008 | 0 | 0.067
2024-04-15 06:00 | 0 | 0.645 | 0.005 | 0 | 0.016 | 0.192 | 0.016 | 0.014 | 0.014 | 0.049 | 0 | 0.174 | 0.009 | 0.014 | 0 | 0.005 | 0.023 | 0.059
2024-04-15 07:00 | 0.12 | 0.69 | 0.249 | 0 | 0.251 | 0.125 | 0.166 | 0.006 | 0.245 | 0.075 | 0.161 | 0.089 | 0.211 | 0.005 | 0.018 | 0.003 | 0.223 | 0.044
2024-04-15 08:00 | 0.363 | 0.839 | 0.495 | 0 | 0.487 | 0.205 | 0.415 | 0.007 | 0.485 | 0.243 | 0.424 | 0.012 | 0.464 | 0.053 | 0.163 | 0.009 | 0.451 | 0.025
2024-04-15 09:00 | 0.578 | 0.889 | 0.668 | 0.03 | 0.65 | 0.408 | 0.61 | 0.058 | 0.653 | 0.473 | 0.616 | 0.003 | 0.628 | 0.188 | 0.362 | 0.046 | 0.62 | 0.03
2024-04-15 10:00 | 0.712 | 0.903 | 0.784 | 0.053 | 0.752 | 0.525 | 0.714 | 0.133 | 0.743 | 0.586 | 0.743 | 0 | 0.733 | 0.291 | 0.552 | 0.061 | 0.712 | 0.066
2024-04-15 11:00 | 0.739 | 0.924 | 0.842 | 0.049 | 0.8 | 0.58 | 0.755 | 0.227 | 0.785 | 0.67 | 0.817 | 0 | 0.789 | 0.359 | 0.611 | 0.078 | 0.748 | 0.144
2024-04-15 12:00 | 0.67 | 0.943 | 0.85 | 0.042 | 0.808 | 0.606 | 0.748 | 0.337 | 0.777 | 0.72 | 0.84 | 0 | 0.798 | 0.401 | 0.641 | 0.086 | 0.742 | 0.25
2024-04-15 13:00 | 0.509 | 0.934 | 0.809 | 0.045 | 0.766 | 0.593 | 0.616 | 0.403 | 0.736 | 0.727 | 0.814 | 0 | 0.759 | 0.41 | 0.733 | 0.084 | 0.694 | 0.344
2024-04-15 14:00 | 0.463 | 0.919 | 0.717 | 0.053 | 0.676 | 0.547 | 0.512 | 0.386 | 0.649 | 0.695 | 0.74 | 0.002 | 0.672 | 0.394 | 0.694 | 0.118 | 0.59 | 0.414
2024-04-15 15:00 | 0.27 | 0.893 | 0.572 | 0.046 | 0.531 | 0.476 | 0.394 | 0.305 | 0.503 | 0.615 | 0.616 | 0.005 | 0.533 | 0.361 | 0.523 | 0.194 | 0.398 | 0.499
2024-04-15 16:00 | 0.094 | 0.851 | 0.367 | 0.031 | 0.328 | 0.394 | 0.23 | 0.185 | 0.296 | 0.477 | 0.435 | 0.008 | 0.337 | 0.305 | 0.261 | 0.289 | 0.156 | 0.556
2024-04-15 17:00 | 0.012 | 0.772 | 0.108 | 0.027 | 0.072 | 0.344 | 0.028 | 0.082 | 0.047 | 0.325 | 0.195 | 0.026 | 0.09 | 0.289 | 0.066 | 0.312 | 0.006 | 0.529
2024-04-15 18:00 | 0 | 0.562 | 0 | 0.028 | 0 | 0.41 | 0 | 0.038 | 0 | 0.272 | 0 | 0.095 | 0 | 0.389 | 0 | 0.245 | 0 | 0.484
2024-04-15 19:00 | 0 | 0.406 | 0 | 0.031 | 0 | 0.464 | 0 | 0.018 | 0 | 0.27 | 0 | 0.128 | 0 | 0.503 | 0 | 0.219 | 0 | 0.44
2024-04-15 20:00 | 0 | 0.311 | 0 | 0.03 | 0 | 0.501 | 0 | 0.011 | 0 | 0.334 | 0 | 0.102 | 0 | 0.6 | 0 | 0.206 | 0 | 0.413
2024-04-15 21:00 | 0 | 0.248 | 0 | 0.034 | 0 | 0.498 | 0 | 0.012 | 0 | 0.413 | 0 | 0.067 | 0 | 0.641 | 0 | 0.22 | 0 | 0.405
2024-04-15 22:00 | 0 | 0.197 | 0 | 0.056 | 0 | 0.442 | 0 | 0.016 | 0 | 0.476 | 0 | 0.054 | 0 | 0.618 | 0 | 0.234 | 0 | 0.391
2024-04-15 23:00 | 0 | 0.133 | 0 | 0.096 | 0 | 0.355 | 0 | 0.023 | 0 | 0.494 | 0 | 0.057 | 0 | 0.568 | 0 | 0.222 | 0 | 0.367
2024-04-16 | 0 | 0.105 | 0 | 0.144 | 0 | 0.298 | 0 | 0.038 | 0 | 0.471 | 0 | 0.08 | 0 | 0.525 | 0 | 0.204 | 0 | 0.35
2024-04-16 01:00 | 0 | 0.091 | 0 | 0.225 | 0 | 0.304 | 0 | 0.059 | 0 | 0.439 | 0 | 0.127 | 0 | 0.501 | 0 | 0.189 | 0 | 0.294
2024-04-16 02:00 | 0 | 0.09 | 0 | 0.334 | 0 | 0.343 | 0 | 0.093 | 0 | 0.404 | 0 | 0.214 | 0 | 0.491 | 0 | 0.191 | 0 | 0.235
2024-04-16 03:00 | 0 | 0.086 | 0 | 0.411 | 0 | 0.379 | 0 | 0.22 | 0 | 0.359 | 0 | 0.337 | 0 | 0.479 | 0 | 0.2 | 0 | 0.201
2024-04-16 04:00 | 0 | 0.073 | 0 | 0.471 | 0 | 0.393 | 0 | 0.358 | 0 | 0.305 | 0 | 0.448 | 0 | 0.46 | 0 | 0.213 | 0 | 0.168
2024-04-16 05:00 | 0 | 0.072 | 0 | 0.479 | 0 | 0.407 | 0 | 0.395 | 0 | 0.265 | 0 | 0.498 | 0 | 0.456 | 0 | 0.205 | 0 | 0.114
2024-04-16 06:00 | 0 | 0.063 | 0 | 0.444 | 0.022 | 0.414 | 0.021 | 0.328 | 0.024 | 0.256 | 0 | 0.51 | 0.014 | 0.432 | 0 | 0.179 | 0.01 | 0.058
2024-04-16 07:00 | 0.063 | 0.032 | 0.061 | 0.265 | 0.297 | 0.264 | 0.187 | 0.254 | 0.25 | 0.167 | 0.05 | 0.415 | 0.271 | 0.272 | 0.044 | 0.193 | 0.132 | 0.016
2024-04-16 08:00 | 0.175 | 0.002 | 0.186 | 0.087 | 0.526 | 0.061 | 0.456 | 0.205 | 0.525 | 0.138 | 0.288 | 0.117 | 0.502 | 0.066 | 0.284 | 0.208 | 0.279 | 0.004
2024-04-16 09:00 | 0.19 | 0 | 0.317 | 0.072 | 0.681 | 0.079 | 0.625 | 0.117 | 0.68 | 0.191 | 0.452 | 0.024 | 0.661 | 0.051 | 0.491 | 0.328 | 0.385 | 0.001
2024-04-16 10:00 | 0.238 | 0 | 0.413 | 0.142 | 0.779 | 0.152 | 0.736 | 0.068 | 0.776 | 0.239 | 0.574 | 0.142 | 0.761 | 0.072 | 0.626 | 0.323 | 0.459 | 0.001
2024-04-16 11:00 | 0.407 | 0 | 0.513 | 0.102 | 0.827 | 0.209 | 0.789 | 0.046 | 0.82 | 0.283 | 0.665 | 0.179 | 0.81 | 0.074 | 0.696 | 0.282 | 0.513 | 0.001
2024-04-16 12:00 | 0.521 | 0.005 | 0.621 | 0.103 | 0.825 | 0.233 | 0.784 | 0.025 | 0.816 | 0.288 | 0.446 | 0.144 | 0.811 | 0.076 | 0.74 | 0.25 | 0.476 | 0.006
2024-04-16 13:00 | 0.522 | 0.032 | 0.696 | 0.131 | 0.777 | 0.236 | 0.722 | 0.012 | 0.764 | 0.261 | 0.245 | 0.082 | 0.766 | 0.089 | 0.764 | 0.241 | 0.34 | 0.049
2024-04-16 14:00 | 0.443 | 0.065 | 0.461 | 0.127 | 0.677 | 0.227 | 0.596 | 0.004 | 0.662 | 0.216 | 0.509 | 0.083 | 0.672 | 0.101 | 0.707 | 0.245 | 0.308 | 0.126
2024-04-16 15:00 | 0.311 | 0.098 | 0.319 | 0.107 | 0.522 | 0.21 | 0.419 | 0.001 | 0.507 | 0.165 | 0.183 | 0.069 | 0.526 | 0.095 | 0.586 | 0.257 | 0.254 | 0.191
2024-04-16 16:00 | 0.153 | 0.126 | 0.199 | 0.073 | 0.302 | 0.168 | 0.229 | 0.001 | 0.294 | 0.11 | 0.06 | 0.042 | 0.323 | 0.069 | 0.407 | 0.296 | 0.115 | 0.21
2024-04-16 17:00 | 0.02 | 0.157 | 0.014 | 0.024 | 0.052 | 0.136 | 0.03 | 0.018 | 0.043 | 0.077 | 0.02 | 0.024 | 0.077 | 0.04 | 0.173 | 0.386 | 0.003 | 0.179
2024-04-16 18:00 | 0 | 0.183 | 0 | 0.015 | 0 | 0.118 | 0 | 0.151 | 0 | 0.066 | 0 | 0.076 | 0 | 0.019 | 0 | 0.481 | 0 | 0.147
2024-04-16 19:00 | 0 | 0.209 | 0 | 0.032 | 0 | 0.078 | 0 | 0.28 | 0 | 0.072 | 0 | 0.22 | 0 | 0.003 | 0 | 0.505 | 0 | 0.118
2024-04-16 20:00 | 0 | 0.254 | 0 | 0.056 | 0 | 0.029 | 0 | 0.367 | 0 | 0.071 | 0 | 0.345 | 0 | 0 | 0 | 0.495 | 0 | 0.083
2024-04-16 21:00 | 0 | 0.317 | 0 | 0.08 | 0 | 0.004 | 0 | 0.366 | 0 | 0.057 | 0 | 0.416 | 0 | 0 | 0 | 0.461 | 0 | 0.065
2024-04-16 22:00 | 0 | 0.352 | 0 | 0.149 | 0 | 0 | 0 | 0.391 | 0 | 0.042 | 0 | 0.444 | 0 | 0 | 0 | 0.413 | 0 | 0.06
2024-04-16 23:00 | 0 | 0.36 | 0 | 0.238 | 0 | 0 | 0 | 0.378 | 0 | 0.031 | 0 | 0.422 | 0 | 0.008 | 0 | 0.364 | 0 | 0.08
2024-04-17 | 0 | 0.403 | 0 | 0.337 | 0 | 0.003 | 0 | 0.333 | 0 | 0.029 | 0 | 0.377 | 0 | 0.05 | 0 | 0.32 | 0 | 0.133
2024-04-17 01:00 | 0 | 0.442 | 0 | 0.38 | 0 | 0.06 | 0 | 0.272 | 0 | 0.067 | 0 | 0.355 | 0 | 0.15 | 0 | 0.283 | 0 | 0.173
2024-04-17 02:00 | 0 | 0.466 | 0 | 0.364 | 0 | 0.228 | 0 | 0.243 | 0 | 0.174 | 0 | 0.338 | 0 | 0.284 | 0 | 0.278 | 0 | 0.19
2024-04-17 03:00 | 0 | 0.494 | 0 | 0.334 | 0 | 0.441 | 0 | 0.238 | 0 | 0.312 | 0 | 0.281 | 0 | 0.374 | 0 | 0.302 | 0 | 0.211
2024-04-17 04:00 | 0 | 0.554 | 0 | 0.309 | 0 | 0.574 | 0 | 0.231 | 0 | 0.409 | 0 | 0.245 | 0 | 0.41 | 0 | 0.328 | 0 | 0.231
2024-04-17 05:00 | 0 | 0.51 | 0 | 0.275 | 0 | 0.612 | 0 | 0.227 | 0 | 0.407 | 0 | 0.27 | 0 | 0.378 | 0 | 0.32 | 0 | 0.231
2024-04-17 06:00 | 0 | 0.401 | 0.002 | 0.268 | 0.007 | 0.571 | 0.013 | 0.214 | 0.009 | 0.326 | 0 | 0.306 | 0.007 | 0.278 | 0 | 0.305 | 0.012 | 0.223
2024-04-17 07:00 | 0.087 | 0.281 | 0.225 | 0.201 | 0.153 | 0.41 | 0.168 | 0.176 | 0.148 | 0.19 | 0.059 | 0.32 | 0.194 | 0.132 | 0.052 | 0.294 | 0.173 | 0.188
2024-04-17 08:00 | 0.252 | 0.179 | 0.453 | 0.068 | 0.389 | 0.388 | 0.436 | 0.161 | 0.417 | 0.278 | 0.11 | 0.207 | 0.449 | 0.084 | 0.309 | 0.201 | 0.366 | 0.179
2024-04-17 09:00 | 0.401 | 0.171 | 0.607 | 0.054 | 0.639 | 0.365 | 0.636 | 0.119 | 0.638 | 0.275 | 0.225 | 0.04 | 0.624 | 0.132 | 0.522 | 0.204 | 0.541 | 0.194
2024-04-17 10:00 | 0.566 | 0.171 | 0.722 | 0.071 | 0.745 | 0.376 | 0.739 | 0.071 | 0.749 | 0.271 | 0.44 | 0.008 | 0.727 | 0.211 | 0.669 | 0.195 | 0.672 | 0.197
2024-04-17 11:00 | 0.66 | 0.186 | 0.784 | 0.191 | 0.793 | 0.352 | 0.783 | 0.029 | 0.796 | 0.249 | 0.594 | 0 | 0.777 | 0.223 | 0.757 | 0.1 | 0.729 | 0.188
2024-04-17 12:00 | 0.687 | 0.206 | 0.797 | 0.278 | 0.791 | 0.31 | 0.778 | 0.006 | 0.791 | 0.204 | 0.626 | 0 | 0.78 | 0.205 | 0.793 | 0.034 | 0.727 | 0.181
2024-04-17 13:00 | 0.622 | 0.238 | 0.757 | 0.318 | 0.744 | 0.306 | 0.729 | 0.001 | 0.732 | 0.172 | 0.611 | 0.001 | 0.736 | 0.198 | 0.779 | 0.003 | 0.672 | 0.216
2024-04-17 14:00 | 0.541 | 0.313 | 0.672 | 0.302 | 0.648 | 0.322 | 0.631 | 0 | 0.634 | 0.144 | 0.64 | 0.005 | 0.638 | 0.194 | 0.715 | 0 | 0.561 | 0.297
2024-04-17 15:00 | 0.405 | 0.422 | 0.515 | 0.244 | 0.468 | 0.297 | 0.476 | 0 | 0.482 | 0.118 | 0.576 | 0.01 | 0.472 | 0.161 | 0.57 | 0.003 | 0.398 | 0.352
2024-04-17 16:00 | 0.21 | 0.542 | 0.314 | 0.15 | 0.188 | 0.199 | 0.216 | 0 | 0.271 | 0.068 | 0.41 | 0.011 | 0.261 | 0.101 | 0.32 | 0.012 | 0.179 | 0.313
2024-04-17 17:00 | 0.026 | 0.604 | 0.078 | 0.069 | 0.029 | 0.129 | 0.023 | 0.024 | 0.028 | 0.03 | 0.176 | 0.008 | 0.042 | 0.045 | 0.102 | 0.035 | 0.006 | 0.22
2024-04-17 18:00 | 0 | 0.668 | 0 | 0.014 | 0 | 0.081 | 0 | 0.159 | 0 | 0.019 | 0 | 0.014 | 0 | 0.011 | 0 | 0.058 | 0 | 0.13
2024-04-17 19:00 | 0 | 0.717 | 0 | 0 | 0 | 0.046 | 0 | 0.284 | 0 | 0.02 | 0 | 0.03 | 0 | 0.001 | 0 | 0.073 | 0 | 0.07
2024-04-17 20:00 | 0 | 0.733 | 0 | 0 | 0 | 0.035 | 0 | 0.333 | 0 | 0.022 | 0 | 0.061 | 0 | 0.007 | 0 | 0.105 | 0 | 0.038
2024-04-17 21:00 | 0 | 0.738 | 0 | 0.019 | 0 | 0.047 | 0 | 0.325 | 0 | 0.026 | 0 | 0.111 | 0 | 0.036 | 0 | 0.157 | 0 | 0.021
2024-04-17 22:00 | 0 | 0.756 | 0 | 0.105 | 0 | 0.076 | 0 | 0.305 | 0 | 0.04 | 0 | 0.178 | 0 | 0.077 | 0 | 0.148 | 0 | 0.021
2024-04-17 23:00 | 0 | 0.751 | 0 | 0.245 | 0 | 0.107 | 0 | 0.291 | 0 | 0.071 | 0 | 0.254 | 0 | 0.102 | 0 | 0.131 | 0 | 0.018
2024-04-18 | 0 | 0.724 | 0 | 0.381 | 0 | 0.152 | 0 | 0.266 | 0 | 0.129 | 0 | 0.325 | 0 | 0.122 | 0 | 0.107 | 0 | 0.01
2024-04-18 01:00 | 0 | 0.669 | 0 | 0.481 | 0 | 0.225 | 0 | 0.22 | 0 | 0.19 | 0 | 0.373 | 0 | 0.137 | 0 | 0.066 | 0 | 0.006
2024-04-18 02:00 | 0 | 0.62 | 0 | 0.532 | 0 | 0.307 | 0 | 0.171 | 0 | 0.228 | 0 | 0.42 | 0 | 0.147 | 0 | 0.032 | 0 | 0.001
2024-04-18 03:00 | 0 | 0.59 | 0 | 0.542 | 0 | 0.367 | 0 | 0.141 | 0 | 0.236 | 0 | 0.501 | 0 | 0.157 | 0 | 0.019 | 0 | 0
2024-04-18 04:00 | 0 | 0.532 | 0 | 0.526 | 0 | 0.391 | 0 | 0.113 | 0 | 0.22 | 0 | 0.571 | 0 | 0.161 | 0 | 0.03 | 0 | 0
2024-04-18 05:00 | 0 | 0.558 | 0 | 0.511 | 0 | 0.384 | 0 | 0.084 | 0 | 0.185 | 0 | 0.637 | 0 | 0.161 | 0 | 0.053 | 0 | 0.001
2024-04-18 06:00 | 0 | 0.578 | 0.002 | 0.499 | 0.011 | 0.362 | 0.028 | 0.053 | 0.017 | 0.142 | 0 | 0.726 | 0.007 | 0.154 | 0 | 0.084 | 0.016 | 0.007
2024-04-18 07:00 | 0.181 | 0.501 | 0.206 | 0.328 | 0.223 | 0.206 | 0.273 | 0.017 | 0.213 | 0.066 | 0.122 | 0.722 | 0.224 | 0.07 | 0.018 | 0.138 | 0.216 | 0.016
2024-04-18 08:00 | 0.418 | 0.31 | 0.455 | 0.179 | 0.475 | 0.19 | 0.488 | 0.008 | 0.491 | 0.042 | 0.361 | 0.381 | 0.452 | 0.068 | 0.121 | 0.18 | 0.427 | 0.029
2024-04-18 09:00 | 0.588 | 0.177 | 0.627 | 0.185 | 0.634 | 0.241 | 0.639 | 0.002 | 0.647 | 0.018 | 0.538 | 0.313 | 0.614 | 0.144 | 0.216 | 0.197 | 0.602 | 0.098
2024-04-18 10:00 | 0.685 | 0.171 | 0.731 | 0.358 | 0.734 | 0.186 | 0.733 | 0.004 | 0.742 | 0.006 | 0.66 | 0.659 | 0.715 | 0.137 | 0.306 | 0.312 | 0.704 | 0.166
2024-04-18 11:00 | 0.728 | 0.144 | 0.78 | 0.51 | 0.784 | 0.154 | 0.777 | 0.01 | 0.787 | 0.01 | 0.723 | 0.789 | 0.769 | 0.12 | 0.316 | 0.486 | 0.75 | 0.261
2024-04-18 12:00 | 0.727 | 0.093 | 0.784 | 0.578 | 0.782 | 0.138 | 0.775 | 0.017 | 0.785 | 0.019 | 0.732 | 0.787 | 0.773 | 0.102 | 0.237 | 0.591 | 0.745 | 0.388
2024-04-18 13:00 | 0.686 | 0.065 | 0.743 | 0.625 | 0.73 | 0.125 | 0.726 | 0.028 | 0.737 | 0.026 | 0.649 | 0.783 | 0.729 | 0.081 | 0.193 | 0.586 | 0.69 | 0.534
2024-04-18 14:00 | 0.595 | 0.035 | 0.652 | 0.65 | 0.635 | 0.112 | 0.629 | 0.042 | 0.639 | 0.027 | 0.504 | 0.766 | 0.639 | 0.06 | 0.215 | 0.501 | 0.582 | 0.682
2024-04-18 15:00 | 0.399 | 0.002 | 0.498 | 0.644 | 0.491 | 0.095 | 0.48 | 0.066 | 0.488 | 0.026 | 0.29 | 0.729 | 0.498 | 0.043 | 0.287 | 0.417 | 0.418 | 0.792
2024-04-18 16:00 | 0.135 | 0.028 | 0.226 | 0.589 | 0.291 | 0.083 | 0.276 | 0.11 | 0.268 | 0.03 | 0.152 | 0.613 | 0.302 | 0.032 | 0.253 | 0.415 | 0.196 | 0.84
2024-04-18 17:00 | 0.009 | 0.104 | 0.027 | 0.568 | 0.05 | 0.059 | 0.038 | 0.273 | 0.03 | 0.043 | 0.052 | 0.433 | 0.064 | 0.014 | 0.067 | 0.444 | 0.006 | 0.84
2024-04-18 18:00 | 0 | 0.125 | 0 | 0.593 | 0 | 0.025 | 0 | 0.47 | 0 | 0.032 | 0 | 0.329 | 0 | 0.002 | 0 | 0.401 | 0 | 0.818
2024-04-18 19:00 | 0 | 0.103 | 0 | 0.592 | 0 | 0.007 | 0 | 0.479 | 0 | 0.015 | 0 | 0.285 | 0 | 0 | 0 | 0.381 | 0 | 0.808
2024-04-18 20:00 | 0 | 0.106 | 0 | 0.619 | 0 | 0.003 | 0 | 0.439 | 0 | 0.006 | 0 | 0.398 | 0 | 0.001 | 0 | 0.337 | 0 | 0.809
2024-04-18 21:00 | 0 | 0.43 | 0 | 0.657 | 0 | 0.002 | 0 | 0.381 | 0 | 0.002 | 0 | 0.532 | 0 | 0.019 | 0 | 0.302 | 0 | 0.801
2024-04-18 22:00 | 0 | 0.882 | 0 | 0.628 | 0 | 0.009 | 0 | 0.343 | 0 | 0.004 | 0 | 0.613 | 0 | 0.091 | 0 | 0.328 | 0 | 0.806
2024-04-18 23:00 | 0 | 0.899 | 0 | 0.575 | 0 | 0.058 | 0 | 0.305 | 0 | 0.027 | 0 | 0.603 | 0 | 0.179 | 0 | 0.325 | 0 | 0.814
2024-04-19 | 0 | 0.835 | 0 | 0.548 | 0 | 0.184 | 0 | 0.269 | 0 | 0.083 | 0 | 0.461 | 0 | 0.253 | 0 | 0.305 | 0 | 0.824
2024-04-19 01:00 | 0 | 0.814 | 0 | 0.51 | 0 | 0.332 | 0 | 0.204 | 0 | 0.142 | 0 | 0.27 | 0 | 0.28 | 0 | 0.296 | 0 | 0.793
2024-04-19 02:00 | 0 | 0.808 | 0 | 0.532 | 0 | 0.394 | 0 | 0.144 | 0 | 0.174 | 0 | 0.128 | 0 | 0.26 | 0 | 0.27 | 0 | 0.723
2024-04-19 03:00 | 0 | 0.815 | 0 | 0.458 | 0 | 0.387 | 0 | 0.098 | 0 | 0.182 | 0 | 0.034 | 0 | 0.238 | 0 | 0.214 | 0 | 0.637
2024-04-19 04:00 | 0 | 0.823 | 0 | 0.432 | 0 | 0.388 | 0 | 0.066 | 0 | 0.184 | 0 | 0.005 | 0 | 0.241 | 0 | 0.172 | 0 | 0.574
2024-04-19 05:00 | 0 | 0.795 | 0 | 0.329 | 0 | 0.379 | 0 | 0.045 | 0 | 0.169 | 0 | 0.006 | 0 | 0.211 | 0 | 0.139 | 0 | 0.494
2024-04-19 06:00 | 0 | 0.758 | 0 | 0.164 | 0.007 | 0.296 | 0.026 | 0.039 | 0.011 | 0.139 | 0 | 0.043 | 0.006 | 0.121 | 0 | 0.095 | 0.017 | 0.368
2024-04-19 07:00 | 0.156 | 0.666 | 0.031 | 0.223 | 0.177 | 0.123 | 0.269 | 0.028 | 0.185 | 0.068 | 0.111 | 0.097 | 0.214 | 0.028 | 0.029 | 0.061 | 0.171 | 0.149
2024-04-19 08:00 | 0.403 | 0.823 | 0.062 | 0.316 | 0.461 | 0.138 | 0.485 | 0.04 | 0.485 | 0.068 | 0.366 | 0.071 | 0.442 | 0.063 | 0.255 | 0.042 | 0.305 | 0.013
2024-04-19 09:00 | 0.583 | 0.873 | 0.093 | 0.242 | 0.625 | 0.121 | 0.638 | 0.01 | 0.643 | 0.07 | 0.55 | 0.009 | 0.609 | 0.079 | 0.475 | 0.057 | 0.435 | 0.019
2024-04-19 10:00 | 0.698 | 0.874 | 0.151 | 0.231 | 0.728 | 0.077 | 0.732 | 0.003 | 0.74 | 0.068 | 0.644 | 0 | 0.715 | 0.043 | 0.61 | 0.055 | 0.595 | 0.252
2024-04-19 11:00 | 0.758 | 0.861 | 0.241 | 0.251 | 0.775 | 0.077 | 0.776 | 0.003 | 0.782 | 0.067 | 0.683 | 0.011 | 0.767 | 0.035 | 0.708 | 0.058 | 0.708 | 0.481
2024-04-19 12:00 | 0.769 | 0.845 | 0.391 | 0.261 | 0.747 | 0.081 | 0.773 | 0.005 | 0.771 | 0.064 | 0.715 | 0.055 | 0.762 | 0.034 | 0.747 | 0.073 | 0.723 | 0.581
2024-04-19 13:00 | 0.73 | 0.812 | 0.554 | 0.358 | 0.66 | 0.077 | 0.722 | 0.006 | 0.712 | 0.058 | 0.742 | 0.111 | 0.71 | 0.029 | 0.733 | 0.095 | 0.644 | 0.733
2024-04-19 14:00 | 0.637 | 0.824 | 0.317 | 0.377 | 0.539 | 0.067 | 0.578 | 0.009 | 0.584 | 0.045 | 0.675 | 0.141 | 0.61 | 0.021 | 0.67 | 0.122 | 0.483 | 0.841
2024-04-19 15:00 | 0.491 | 0.872 | 0.182 | 0.309 | 0.384 | 0.058 | 0.429 | 0.012 | 0.444 | 0.033 | 0.552 | 0.136 | 0.459 | 0.015 | 0.506 | 0.145 | 0.314 | 0.829
2024-04-19 16:00 | 0.283 | 0.895 | 0.041 | 0.151 | 0.173 | 0.058 | 0.199 | 0.025 | 0.219 | 0.031 | 0.373 | 0.115 | 0.253 | 0.01 | 0.239 | 0.163 | 0.102 | 0.741
2024-04-19 17:00 | 0.041 | 0.829 | 0.003 | 0.12 | 0.016 | 0.068 | 0.018 | 0.101 | 0.016 | 0.048 | 0.132 | 0.09 | 0.026 | 0.013 | 0.055 | 0.186 | 0.001 | 0.633
2024-04-19 18:00 | 0 | 0.668 | 0 | 0.144 | 0 | 0.09 | 0 | 0.219 | 0 | 0.083 | 0 | 0.088 | 0 | 0.04 | 0 | 0.211 | 0 | 0.538
2024-04-19 19:00 | 0 | 0.496 | 0 | 0.155 | 0 | 0.12 | 0 | 0.278 | 0 | 0.136 | 0 | 0.106 | 0 | 0.106 | 0 | 0.265 | 0 | 0.454
2024-04-19 20:00 | 0 | 0.339 | 0 | 0.132 | 0 | 0.146 | 0 | 0.283 | 0 | 0.197 | 0 | 0.158 | 0 | 0.18 | 0 | 0.334 | 0 | 0.389
2024-04-19 21:00 | 0 | 0.294 | 0 | 0.106 | 0 | 0.156 | 0 | 0.247 | 0 | 0.256 | 0 | 0.245 | 0 | 0.227 | 0 | 0.349 | 0 | 0.318
2024-04-19 22:00 | 0 | 0.268 | 0 | 0.088 | 0 | 0.185 | 0 | 0.194 | 0 | 0.302 | 0 | 0.3 | 0 | 0.264 | 0 | 0.352 | 0 | 0.277
2024-04-19 23:00 | 0 | 0.274 | 0 | 0.08 | 0 | 0.253 | 0 | 0.143 | 0 | 0.362 | 0 | 0.312 | 0 | 0.294 | 0 | 0.41 | 0 | 0.278
2024-04-20 | 0 | 0.3 | 0 | 0.104 | 0 | 0.324 | 0 | 0.096 | 0 | 0.41 | 0 | 0.243 | 0 | 0.307 | 0 | 0.428 | 0 | 0.302
2024-04-20 01:00 | 0 | 0.312 | 0 | 0.171 | 0 | 0.368 | 0 | 0.067 | 0 | 0.413 | 0 | 0.056 | 0 | 0.322 | 0 | 0.464 | 0 | 0.332
2024-04-20 02:00 | 0 | 0.31 | 0 | 0.281 | 0 | 0.404 | 0 | 0.044 | 0 | 0.393 | 0 | 0.131 | 0 | 0.362 | 0 | 0.474 | 0 | 0.368
2024-04-20 03:00 | 0 | 0.308 | 0 | 0.442 | 0 | 0.432 | 0 | 0.029 | 0 | 0.38 | 0 | 0.303 | 0 | 0.387 | 0 | 0.491 | 0 | 0.407
2024-04-20 04:00 | 0 | 0.292 | 0 | 0.462 | 0 | 0.446 | 0 | 0.026 | 0 | 0.368 | 0 | 0.427 | 0 | 0.38 | 0 | 0.522 | 0 | 0.46
2024-04-20 05:00 | 0 | 0.236 | 0 | 0.361 | 0 | 0.425 | 0 | 0.034 | 0 | 0.344 | 0 | 0.407 | 0 | 0.345 | 0 | 0.519 | 0 | 0.478
2024-04-20 06:00 | 0 | 0.189 | 0 | 0.278 | 0.007 | 0.363 | 0.021 | 0.042 | 0.009 | 0.31 | 0 | 0.332 | 0.005 | 0.312 | 0 | 0.566 | 0.002 | 0.447
2024-04-20 07:00 | 0.036 | 0.134 | 0.035 | 0.173 | 0.172 | 0.218 | 0.253 | 0.023 | 0.164 | 0.175 | 0.044 | 0.223 | 0.205 | 0.162 | 0.025 | 0.63 | 0.083 | 0.388
2024-04-20 08:00 | 0.156 | 0.073 | 0.09 | 0.054 | 0.442 | 0.187 | 0.471 | 0.015 | 0.37 | 0.087 | 0.173 | 0.166 | 0.414 | 0.08 | 0.258 | 0.626 | 0.207 | 0.41
2024-04-20 09:00 | 0.324 | 0.054 | 0.093 | 0.01 | 0.585 | 0.104 | 0.627 | 0.008 | 0.587 | 0.035 | 0.263 | 0.146 | 0.567 | 0.065 | 0.484 | 0.831 | 0.284 | 0.404
2024-04-20 10:00 | 0.48 | 0.043 | 0.104 | 0.06 | 0.687 | 0.064 | 0.724 | 0.012 | 0.714 | 0.012 | 0.342 | 0.058 | 0.639 | 0.064 | 0.638 | 0.873 | 0.352 | 0.401
2024-04-20 11:00 | 0.478 | 0.05 | 0.128 | 0.1 | 0.698 | 0.058 | 0.767 | 0.017 | 0.729 | 0.01 | 0.39 | 0.026 | 0.607 | 0.068 | 0.731 | 0.889 | 0.387 | 0.397
2024-04-20 12:00 | 0.447 | 0.083 | 0.141 | 0.05 | 0.586 | 0.043 | 0.721 | 0.019 | 0.672 | 0.008 | 0.491 | 0.021 | 0.572 | 0.047 | 0.769 | 0.904 | 0.393 | 0.382
2024-04-20 13:00 | 0.405 | 0.135 | 0.16 | 0.013 | 0.44 | 0.028 | 0.663 | 0.019 | 0.575 | 0.005 | 0.588 | 0.019 | 0.627 | 0.026 | 0.756 | 0.918 | 0.362 | 0.365
2024-04-20 14:00 | 0.282 | 0.199 | 0.253 | 0.012 | 0.366 | 0.019 | 0.545 | 0.018 | 0.424 | 0.003 | 0.538 | 0.024 | 0.616 | 0.013 | 0.692 | 0.927 | 0.295 | 0.344
2024-04-20 15:00 | 0.167 | 0.249 | 0.317 | 0.006 | 0.364 | 0.008 | 0.398 | 0.025 | 0.237 | 0.001 | 0.414 | 0.027 | 0.471 | 0.004 | 0.573 | 0.932 | 0.16 | 0.314
2024-04-20 16:00 | 0.062 | 0.258 | 0.17 | 0.001 | 0.21 | 0.002 | 0.185 | 0.053 | 0.124 | 0 | 0.191 | 0.018 | 0.263 | 0.001 | 0.394 | 0.934 | 0.026 | 0.278
2024-04-20 17:00 | 0.002 | 0.192 | 0.008 | 0 | 0.026 | 0.005 | 0.011 | 0.181 | 0.01 | 0 | 0.049 | 0.003 | 0.043 | 0.015 | 0.16 | 0.911 | 0 | 0.266
2024-04-20 18:00 | 0 | 0.142 | 0 | 0.072 | 0 | 0.089 | 0 | 0.365 | 0 | 0.062 | 0 | 0.001 | 0 | 0.179 | 0 | 0.898 | 0 | 0.278
2024-04-20 19:00 | 0 | 0.155 | 0 | 0.178 | 0 | 0.291 | 0 | 0.379 | 0 | 0.248 | 0 | 0.032 | 0 | 0.413 | 0 | 0.896 | 0 | 0.264
2024-04-20 20:00 | 0 | 0.162 | 0 | 0.172 | 0 | 0.407 | 0 | 0.358 | 0 | 0.364 | 0 | 0.155 | 0 | 0.488 | 0 | 0.887 | 0 | 0.256
2024-04-20 21:00 | 0 | 0.179 | 0 | 0.207 | 0 | 0.376 | 0 | 0.415 | 0 | 0.377 | 0 | 0.309 | 0 | 0.48 | 0 | 0.889 | 0 | 0.248
2024-04-20 22:00 | 0 | 0.227 | 0 | 0.241 | 0 | 0.352 | 0 | 0.375 | 0 | 0.319 | 0 | 0.407 | 0 | 0.456 | 0 | 0.889 | 0 | 0.259
2024-04-20 23:00 | 0 | 0.288 | 0 | 0.21 | 0 | 0.294 | 0 | 0.305 | 0 | 0.221 | 0 | 0.451 | 0 | 0.399 | 0 | 0.878 | 0 | 0.295
2024-04-21 | 0 | 0.416 | 0 | 0.187 | 0 | 0.275 | 0 | 0.247 | 0 | 0.22 | 0 | 0.433 | 0 | 0.368 | 0 | 0.867 | 0 | 0.334
2024-04-21 01:00 | 0 | 0.496 | 0 | 0.183 | 0 | 0.339 | 0 | 0.247 | 0 | 0.234 | 0 | 0.372 | 0 | 0.408 | 0 | 0.85 | 0 | 0.376
2024-04-21 02:00 | 0 | 0.561 | 0 | 0.148 | 0 | 0.341 | 0 | 0.268 | 0 | 0.214 | 0 | 0.27 | 0 | 0.381 | 0 | 0.812 | 0 | 0.36
2024-04-21 03:00 | 0 | 0.574 | 0 | 0.135 | 0 | 0.375 | 0 | 0.316 | 0 | 0.212 | 0 | 0.22 | 0 | 0.341 | 0 | 0.778 | 0 | 0.431
2024-04-21 04:00 | 0 | 0.612 | 0 | 0.127 | 0 | 0.376 | 0 | 0.261 | 0 | 0.244 | 0 | 0.222 | 0 | 0.31 | 0 | 0.739 | 0 | 0.535
2024-04-21 05:00 | 0 | 0.644 | 0 | 0.089 | 0 | 0.308 | 0 | 0.204 | 0 | 0.243 | 0 | 0.279 | 0 | 0.289 | 0 | 0.739 | 0 | 0.586
2024-04-21 06:00 | 0 | 0.619 | 0 | 0.052 | 0.002 | 0.284 | 0.007 | 0.154 | 0.007 | 0.231 | 0 | 0.287 | 0.001 | 0.374 | 0 | 0.755 | 0 | 0.599
2024-04-21 07:00 | 0.036 | 0.552 | 0.038 | 0.027 | 0.12 | 0.248 | 0.128 | 0.196 | 0.158 | 0.161 | 0.018 | 0.28 | 0.091 | 0.327 | 0.036 | 0.74 | 0.027 | 0.57
2024-04-21 08:00 | 0.143 | 0.523 | 0.146 | 0.018 | 0.304 | 0.319 | 0.298 | 0.274 | 0.346 | 0.141 | 0.091 | 0.277 | 0.203 | 0.414 | 0.28 | 0.748 | 0.085 | 0.544
2024-04-21 09:00 | 0.283 | 0.683 | 0.288 | 0.023 | 0.391 | 0.401 | 0.536 | 0.272 | 0.535 | 0.154 | 0.179 | 0.241 | 0.3 | 0.43 | 0.491 | 0.893 | 0.155 | 0.486
2024-04-21 10:00 | 0.4 | 0.746 | 0.486 | 0.019 | 0.481 | 0.375 | 0.712 | 0.194 | 0.634 | 0.162 | 0.269 | 0.139 | 0.356 | 0.358 | 0.639 | 0.915 | 0.231 | 0.461
2024-04-21 11:00 | 0.466 | 0.726 | 0.551 | 0.015 | 0.425 | 0.274 | 0.753 | 0.15 | 0.583 | 0.144 | 0.314 | 0.048 | 0.372 | 0.22 | 0.724 | 0.913 | 0.279 | 0.513
2024-04-21 12:00 | 0.461 | 0.705 | 0.449 | 0.007 | 0.329 | 0.153 | 0.743 | 0.124 | 0.53 | 0.104 | 0.276 | 0.011 | 0.377 | 0.124 | 0.76 | 0.917 | 0.299 | 0.604
2024-04-21 13:00 | 0.401 | 0.708 | 0.356 | 0.001 | 0.267 | 0.074 | 0.678 | 0.101 | 0.433 | 0.065 | 0.26 | 0.002 | 0.313 | 0.071 | 0.744 | 0.924 | 0.245 | 0.695
2024-04-21 14:00 | 0.315 | 0.752 | 0.27 | 0 | 0.216 | 0.032 | 0.561 | 0.084 | 0.365 | 0.035 | 0.235 | 0.005 | 0.206 | 0.025 | 0.677 | 0.934 | 0.101 | 0.726
2024-04-21 15:00 | 0.18 | 0.781 | 0.19 | 0.003 | 0.155 | 0.007 | 0.403 | 0.077 | 0.246 | 0.012 | 0.185 | 0.061 | 0.134 | 0.002 | 0.558 | 0.942 | 0.041 | 0.664
2024-04-21 16:00 | 0.073 | 0.699 | 0.098 | 0.102 | 0.061 | 0 | 0.199 | 0.093 | 0.135 | 0.001 | 0.115 | 0.259 | 0.069 | 0.001 | 0.381 | 0.943 | 0.013 | 0.54
2024-04-21 17:00 | 0.01 | 0.674 | 0.01 | 0.211 | 0.003 | 0.006 | 0.015 | 0.154 | 0.008 | 0 | 0.034 | 0.481 | 0.009 | 0.019 | 0.153 | 0.925 | 0 | 0.416
2024-04-21 18:00 | 0 | 0.759 | 0 | 0.21 | 0 | 0.1 | 0 | 0.245 | 0 | 0.004 | 0 | 0.494 | 0 | 0.12 | 0 | 0.902 | 0 | 0.341
2024-04-21 19:00 | 0 | 0.83 | 0 | 0.172 | 0 | 0.204 | 0 | 0.263 | 0 | 0.07 | 0 | 0.422 | 0 | 0.228 | 0 | 0.879 | 0 | 0.364
2024-04-21 20:00 | 0 | 0.833 | 0 | 0.179 | 0 | 0.261 | 0 | 0.278 | 0 | 0.144 | 0 | 0.414 | 0 | 0.28 | 0 | 0.865 | 0 | 0.422
2024-04-21 21:00 | 0 | 0.855 | 0 | 0.196 | 0 | 0.265 | 0 | 0.265 | 0 | 0.178 | 0 | 0.336 | 0 | 0.278 | 0 | 0.866 | 0 | 0.484
2024-04-21 22:00 | 0 | 0.84 | 0 | 0.19 | 0 | 0.309 | 0 | 0.256 | 0 | 0.207 | 0 | 0.217 | 0 | 0.305 | 0 | 0.87 | 0 | 0.532
2024-04-21 23:00 | 0 | 0.839 | 0 | 0.267 | 0 | 0.304 | 0 | 0.236 | 0 | 0.205 | 0 | 0.168 | 0 | 0.296 | 0 | 0.872 | 0 | 0.575
2024-04-22 | 0 | 0.82 | 0 | 0.407 | 0 | 0.228 | 0 | 0.227 | 0 | 0.223 | 0 | 0.144 | 0 | 0.231 | 0 | 0.856 | 0 | 0.601
2024-04-22 01:00 | 0 | 0.832 | 0 | 0.494 | 0 | 0.24 | 0 | 0.227 | 0 | 0.212 | 0 | 0.136 | 0 | 0.17 | 0 | 0.82 | 0 | 0.614
2024-04-22 02:00 | 0 | 0.818 | 0 | 0.571 | 0 | 0.272 | 0 | 0.228 | 0 | 0.202 | 0 | 0.155 | 0 | 0.122 | 0 | 0.786 | 0 | 0.637
2024-04-22 03:00 | 0 | 0.772 | 0 | 0.635 | 0 | 0.305 | 0 | 0.233 | 0 | 0.205 | 0 | 0.16 | 0 | 0.117 | 0 | 0.766 | 0 | 0.72
2024-04-22 04:00 | 0 | 0.755 | 0 | 0.614 | 0 | 0.281 | 0 | 0.323 | 0 | 0.226 | 0 | 0.134 | 0 | 0.183 | 0 | 0.786 | 0 | 0.762
2024-04-22 05:00 | 0 | 0.792 | 0 | 0.59 | 0 | 0.213 | 0 | 0.394 | 0 | 0.239 | 0 | 0.076 | 0 | 0.345 | 0 | 0.812 | 0 | 0.754
2024-04-22 06:00 | 0 | 0.83 | 0 | 0.616 | 0 | 0.185 | 0.008 | 0.417 | 0.002 | 0.185 | 0 | 0.023 | 0 | 0.327 | 0 | 0.824 | 0 | 0.711
2024-04-22 07:00 | 0.012 | 0.851 | 0.052 | 0.641 | 0.043 | 0.206 | 0.133 | 0.437 | 0.065 | 0.158 | 0.062 | 0.001 | 0.083 | 0.283 | 0.029 | 0.829 | 0.012 | 0.665
2024-04-22 08:00 | 0.053 | 0.831 | 0.171 | 0.615 | 0.154 | 0.245 | 0.419 | 0.414 | 0.15 | 0.177 | 0.28 | 0 | 0.234 | 0.32 | 0.255 | 0.831 | 0.041 | 0.601
2024-04-22 09:00 | 0.112 | 0.869 | 0.265 | 0.663 | 0.304 | 0.246 | 0.581 | 0.328 | 0.24 | 0.138 | 0.557 | 0.006 | 0.423 | 0.337 | 0.462 | 0.914 | 0.1 | 0.559
2024-04-22 10:00 | 0.176 | 0.911 | 0.325 | 0.692 | 0.493 | 0.203 | 0.664 | 0.22 | 0.359 | 0.099 | 0.694 | 0.037 | 0.519 | 0.306 | 0.608 | 0.939 | 0.143 | 0.528
2024-04-22 11:00 | 0.256 | 0.947 | 0.313 | 0.697 | 0.595 | 0.145 | 0.663 | 0.133 | 0.513 | 0.078 | 0.774 | 0.068 | 0.577 | 0.27 | 0.695 | 0.936 | 0.232 | 0.51
2024-04-22 12:00 | 0.325 | 0.967 | 0.38 | 0.67 | 0.64 | 0.115 | 0.678 | 0.083 | 0.697 | 0.059 | 0.802 | 0.081 | 0.557 | 0.233 | 0.731 | 0.929 | 0.343 | 0.531
2024-04-22 13:00 | 0.267 | 0.967 | 0.408 | 0.639 | 0.59 | 0.1 | 0.612 | 0.061 | 0.669 | 0.036 | 0.78 | 0.094 | 0.468 | 0.203 | 0.717 | 0.935 | 0.32 | 0.577
2024-04-22 14:00 | 0.236 | 0.963 | 0.317 | 0.706 | 0.5 | 0.093 | 0.484 | 0.057 | 0.568 | 0.021 | 0.709 | 0.117 | 0.377 | 0.185 | 0.649 | 0.94 | 0.263 | 0.625
2024-04-22 15:00 | 0.176 | 0.954 | 0.133 | 0.823 | 0.383 | 0.1 | 0.341 | 0.067 | 0.405 | 0.018 | 0.584 | 0.133 | 0.305 | 0.192 | 0.512 | 0.945 | 0.205 | 0.676
2024-04-22 16:00 | 0.066 | 0.912 | 0.092 | 0.792 | 0.207 | 0.131 | 0.147 | 0.101 | 0.198 | 0.025 | 0.401 | 0.144 | 0.151 | 0.207 | 0.351 | 0.947 | 0.094 | 0.712
2024-04-22 17:00 | 0.003 | 0.891 | 0.021 | 0.791 | 0.022 | 0.195 | 0.012 | 0.164 | 0.015 | 0.039 | 0.16 | 0.125 | 0.019 | 0.245 | 0.125 | 0.921 | 0.001 | 0.71
2024-04-22 18:00 | 0 | 0.866 | 0 | 0.884 | 0 | 0.294 | 0 | 0.254 | 0 | 0.059 | 0 | 0.079 | 0 | 0.337 | 0 | 0.882 | 0 | 0.715
2024-04-22 19:00 | 0 | 0.837 | 0 | 0.877 | 0 | 0.314 | 0 | 0.292 | 0 | 0.099 | 0 | 0.03 | 0 | 0.375 | 0 | 0.863 | 0 | 0.748
2024-04-22 20:00 | 0 | 0.819 | 0 | 0.871 | 0 | 0.302 | 0 | 0.298 | 0 | 0.149 | 0 | 0.025 | 0 | 0.386 | 0 | 0.855 | 0 | 0.675
2024-04-22 21:00 | 0 | 0.834 | 0 | 0.919 | 0 | 0.296 | 0 | 0.296 | 0 | 0.186 | 0 | 0.077 | 0 | 0.388 | 0 | 0.831 | 0 | 0.537
2024-04-22 22:00 | 0 | 0.795 | 0 | 0.945 | 0 | 0.311 | 0 | 0.27 | 0 | 0.191 | 0 | 0.156 | 0 | 0.376 | 0 | 0.805 | 0 | 0.386
2024-04-22 23:00 | 0 | 0.794 | 0 | 0.873 | 0 | 0.386 | 0 | 0.255 | 0 | 0.188 | 0 | 0.192 | 0 | 0.386 | 0 | 0.775 | 0 | 0.309
2024-04-23 | 0 | 0.838 | 0 | 0.714 | 0 | 0.488 | 0 | 0.243 | 0 | 0.185 | 0 | 0.182 | 0 | 0.411 | 0 | 0.746 | 0 | 0.283
2024-04-23 01:00 | 0 | 0.822 | 0 | 0.454 | 0 | 0.512 | 0 | 0.211 | 0 | 0.157 | 0 | 0.171 | 0 | 0.413 | 0 | 0.698 | 0 | 0.25
2024-04-23 02:00 | 0 | 0.833 | 0 | 0.549 | 0 | 0.464 | 0 | 0.201 | 0 | 0.141 | 0 | 0.189 | 0 | 0.388 | 0 | 0.613 | 0 | 0.196
2024-04-23 03:00 | 0 | 0.813 | 0 | 0.556 | 0 | 0.448 | 0 | 0.179 | 0 | 0.144 | 0 | 0.213 | 0 | 0.413 | 0 | 0.54 | 0 | 0.146
2024-04-23 04:00 | 0 | 0.816 | 0 | 0.374 | 0 | 0.436 | 0 | 0.183 | 0 | 0.152 | 0 | 0.227 | 0 | 0.432 | 0 | 0.474 | 0 | 0.124
2024-04-23 05:00 | 0 | 0.82 | 0 | 0.266 | 0 | 0.442 | 0 | 0.165 | 0 | 0.15 | 0 | 0.237 | 0 | 0.426 | 0 | 0.451 | 0 | 0.112
2024-04-23 06:00 | 0 | 0.742 | 0 | 0.244 | 0.003 | 0.371 | 0.006 | 0.127 | 0.007 | 0.133 | 0 | 0.243 | 0.002 | 0.369 | 0 | 0.441 | 0.001 | 0.085
2024-04-23 07:00 | 0.005 | 0.726 | 0.046 | 0.179 | 0.126 | 0.271 | 0.124 | 0.115 | 0.172 | 0.063 | 0.129 | 0.226 | 0.153 | 0.264 | 0.023 | 0.409 | 0.063 | 0.048
2024-04-23 08:00 | 0.053 | 0.669 | 0.146 | 0.155 | 0.327 | 0.32 | 0.356 | 0.127 | 0.419 | 0.027 | 0.38 | 0.074 | 0.369 | 0.278 | 0.241 | 0.355 | 0.188 | 0.019
2024-04-23 09:00 | 0.153 | 0.578 | 0.244 | 0.201 | 0.567 | 0.283 | 0.58 | 0.047 | 0.63 | 0.004 | 0.572 | 0.001 | 0.556 | 0.274 | 0.452 | 0.422 | 0.319 | 0.017
2024-04-23 10:00 | 0.29 | 0.484 | 0.34 | 0.299 | 0.718 | 0.211 | 0.716 | 0.012 | 0.73 | 0.001 | 0.702 | 0.001 | 0.661 | 0.22 | 0.608 | 0.383 | 0.463 | 0.029
2024-04-23 11:00 | 0.538 | 0.373 | 0.464 | 0.413 | 0.782 | 0.168 | 0.772 | 0.004 | 0.785 | 0.001 | 0.776 | 0.014 | 0.745 | 0.167 | 0.707 | 0.263 | 0.548 | 0.064
2024-04-23 12:00 | 0.646 | 0.312 | 0.521 | 0.493 | 0.782 | 0.154 | 0.765 | 0.002 | 0.789 | 0.006 | 0.801 | 0.037 | 0.76 | 0.131 | 0.746 | 0.155 | 0.639 | 0.123
2024-04-23 13:00 | 0.663 | 0.125 | 0.546 | 0.542 | 0.733 | 0.144 | 0.687 | 0.001 | 0.742 | 0.013 | 0.778 | 0.055 | 0.72 | 0.1 | 0.733 | 0.118 | 0.591 | 0.185
2024-04-23 14:00 | 0.606 | 0.034 | 0.479 | 0.561 | 0.636 | 0.125 | 0.549 | 0.001 | 0.648 | 0.017 | 0.706 | 0.059 | 0.627 | 0.071 | 0.67 | 0.115 | 0.49 | 0.289
2024-04-23 15:00 | 0.458 | 0.051 | 0.369 | 0.488 | 0.488 | 0.099 | 0.391 | 0.001 | 0.498 | 0.015 | 0.582 | 0.05 | 0.485 | 0.044 | 0.55 | 0.126 | 0.348 | 0.434
2024-04-23 16:00 | 0.248 | 0.171 | 0.209 | 0.274 | 0.286 | 0.07 | 0.185 | 0.002 | 0.288 | 0.016 | 0.401 | 0.037 | 0.287 | 0.02 | 0.372 | 0.144 | 0.144 | 0.526
2024-04-23 17:00 | 0.024 | 0.368 | 0.029 | 0.101 | 0.04 | 0.049 | 0.016 | 0.008 | 0.032 | 0.025 | 0.163 | 0.041 | 0.049 | 0.003 | 0.135 | 0.204 | 0.002 | 0.543
2024-04-23 18:00 | 0 | 0.422 | 0 | 0.019 | 0 | 0.024 | 0 | 0.03 | 0 | 0.025 | 0 | 0.1 | 0 | 0 | 0 | 0.305 | 0 | 0.536
2024-04-23 19:00 | 0 | 0.306 | 0 | 0.001 | 0 | 0.012 | 0 | 0.07 | 0 | 0.011 | 0 | 0.202 | 0 | 0 | 0 | 0.367 | 0 | 0.528
2024-04-23 20:00 | 0 | 0.197 | 0 | 0 | 0 | 0.013 | 0 | 0.111 | 0 | 0.002 | 0 | 0.309 | 0 | 0.004 | 0 | 0.388 | 0 | 0.51
2024-04-23 21:00 | 0 | 0.122 | 0 | 0 | 0 | 0.018 | 0 | 0.138 | 0 | 0 | 0 | 0.388 | 0 | 0.019 | 0 | 0.384 | 0 | 0.472
2024-04-23 22:00 | 0 | 0.071 | 0 | 0 | 0 | 0.026 | 0 | 0.149 | 0 | 0 | 0 | 0.436 | 0 | 0.047 | 0 | 0.38 | 0 | 0.434
2024-04-23 23:00 | 0 | 0.028 | 0 | 0 | 0 | 0.036 | 0 | 0.138 | 0 | 0 | 0 | 0.449 | 0 | 0.072 | 0 | 0.346 | 0 | 0.394
2024-04-24 | 0 | 0.004 | 0 | 0 | 0 | 0.05 | 0 | 0.117 | 0 | 0 | 0 | 0.436 | 0 | 0.077 | 0 | 0.299 | 0 | 0.361
2024-04-24 01:00 | 0 | 0.001 | 0 | 0 | 0 | 0.069 | 0 | 0.096 | 0 | 0.001 | 0 | 0.411 | 0 | 0.058 | 0 | 0.259 | 0 | 0.346
2024-04-24 02:00 | 0 | 0.006 | 0 | 0 | 0 | 0.084 | 0 | 0.077 | 0 | 0.005 | 0 | 0.386 | 0 | 0.029 | 0 | 0.22 | 0 | 0.323
2024-04-24 03:00 | 0 | 0.029 | 0 | 0.006 | 0 | 0.082 | 0 | 0.061 | 0 | 0.019 | 0 | 0.378 | 0 | 0.011 | 0 | 0.184 | 0 | 0.286
2024-04-24 04:00 | 0 | 0.075 | 0 | 0.015 | 0 | 0.063 | 0 | 0.046 | 0 | 0.044 | 0 | 0.379 | 0 | 0.006 | 0 | 0.155 | 0 | 0.253
2024-04-24 05:00 | 0 | 0.162 | 0 | 0.028 | 0 | 0.053 | 0 | 0.034 | 0 | 0.058 | 0 | 0.386 | 0 | 0.009 | 0 | 0.153 | 0 | 0.197
2024-04-24 06:00 | 0 | 0.291 | 0 | 0.045 | 0.006 | 0.046 | 0.011 | 0.024 | 0.014 | 0.047 | 0 | 0.409 | 0.003 | 0.027 | 0 | 0.153 | 0.013 | 0.191
2024-04-24 07:00 | 0.136 | 0.362 | 0.152 | 0.034 | 0.228 | 0.025 | 0.178 | 0.004 | 0.224 | 0.014 | 0.131 | 0.413 | 0.214 | 0.025 | 0.028 | 0.127 | 0.217 | 0.162
2024-04-24 08:00 | 0.374 | 0.22 | 0.391 | 0.001 | 0.466 | 0.017 | 0.456 | 0 | 0.432 | 0.009 | 0.382 | 0.182 | 0.451 | 0.009 | 0.267 | 0.066 | 0.434 | 0.088
2024-04-24 09:00 | 0.552 | 0.184 | 0.633 | 0 | 0.633 | 0.07 | 0.636 | 0.004 | 0.635 | 0.025 | 0.574 | 0.023 | 0.616 | 0.027 | 0.48 | 0.02 | 0.596 | 0.109
2024-04-24 10:00 | 0.67 | 0.252 | 0.751 | 0.014 | 0.732 | 0.17 | 0.732 | 0.037 | 0.726 | 0.098 | 0.702 | 0 | 0.721 | 0.09 | 0.628 | 0.021 | 0.696 | 0.167
2024-04-24 11:00 | 0.734 | 0.243 | 0.813 | 0.054 | 0.787 | 0.261 | 0.777 | 0.077 | 0.773 | 0.169 | 0.776 | 0 | 0.774 | 0.145 | 0.719 | 0.033 | 0.745 | 0.172
2024-04-24 12:00 | 0.745 | 0.159 | 0.823 | 0.094 | 0.794 | 0.323 | 0.776 | 0.11 | 0.782 | 0.233 | 0.8 | 0.005 | 0.783 | 0.199 | 0.757 | 0.049 | 0.742 | 0.151
2024-04-24 13:00 | 0.7 | 0.109 | 0.783 | 0.125 | 0.751 | 0.368 | 0.728 | 0.131 | 0.742 | 0.283 | 0.777 | 0.019 | 0.743 | 0.249 | 0.744 | 0.084 | 0.688 | 0.154
2024-04-24 14:00 | 0.589 | 0.103 | 0.691 | 0.135 | 0.654 | 0.379 | 0.63 | 0.141 | 0.644 | 0.309 | 0.706 | 0.038 | 0.653 | 0.275 | 0.68 | 0.109 | 0.579 | 0.199
2024-04-24 15:00 | 0.414 | 0.13 | 0.543 | 0.124 | 0.504 | 0.344 | 0.48 | 0.137 | 0.49 | 0.3 | 0.584 | 0.049 | 0.512 | 0.269 | 0.561 | 0.086 | 0.415 | 0.218
2024-04-24 16:00 | 0.209 | 0.167 | 0.335 | 0.104 | 0.295 | 0.27 | 0.207 | 0.106 | 0.275 | 0.226 | 0.406 | 0.053 | 0.313 | 0.215 | 0.377 | 0.049 | 0.191 | 0.147
2024-04-24 17:00 | 0.024 | 0.203 | 0.065 | 0.076 | 0.041 | 0.179 | 0.017 | 0.052 | 0.026 | 0.14 | 0.169 | 0.079 | 0.059 | 0.168 | 0.124 | 0.027 | 0.003 | 0.068
2024-04-24 18:00 | 0 | 0.214 | 0 | 0.048 | 0 | 0.177 | 0 | 0.026 | 0 | 0.104 | 0 | 0.172 | 0 | 0.231 | 0 | 0.019 | 0 | 0.037
2024-04-24 19:00 | 0 | 0.154 | 0 | 0.027 | 0 | 0.205 | 0 | 0.018 | 0 | 0.079 | 0 | 0.289 | 0 | 0.337 | 0 | 0.014 | 0 | 0.059
2024-04-24 20:00 | 0 | 0.058 | 0 | 0.011 | 0 | 0.266 | 0 | 0.019 | 0 | 0.068 | 0 | 0.369 | 0 | 0.457 | 0 | 0.02 | 0 | 0.082
2024-04-24 21:00 | 0 | 0.02 | 0 | 0.005 | 0 | 0.325 | 0 | 0.035 | 0 | 0.074 | 0 | 0.41 | 0 | 0.525 | 0 | 0.035 | 0 | 0.058
2024-04-24 22:00 | 0 | 0.061 | 0 | 0.008 | 0 | 0.368 | 0 | 0.062 | 0 | 0.115 | 0 | 0.421 | 0 | 0.532 | 0 | 0.048 | 0 | 0.037
2024-04-24 23:00 | 0 | 0.196 | 0 | 0.014 | 0 | 0.42 | 0 | 0.094 | 0 | 0.227 | 0 | 0.415 | 0 | 0.539 | 0 | 0.049 | 0 | 0.054
2024-04-25 | 0 | 0.404 | 0 | 0.019 | 0 | 0.414 | 0 | 0.141 | 0 | 0.314 | 0 | 0.41 | 0 | 0.538 | 0 | 0.057 | 0 | 0.084
2024-04-25 01:00 | 0 | 0.538 | 0 | 0.025 | 0 | 0.379 | 0 | 0.189 | 0 | 0.361 | 0 | 0.42 | 0 | 0.505 | 0 | 0.079 | 0 | 0.098
2024-04-25 02:00 | 0 | 0.617 | 0 | 0.02 | 0 | 0.362 | 0 | 0.218 | 0 | 0.403 | 0 | 0.432 | 0 | 0.479 | 0 | 0.104 | 0 | 0.093
2024-04-25 03:00 | 0 | 0.62 | 0 | 0.008 | 0 | 0.337 | 0 | 0.234 | 0 | 0.416 | 0 | 0.434 | 0 | 0.459 | 0 | 0.118 | 0 | 0.099
2024-04-25 04:00 | 0 | 0.666 | 0 | 0.001 | 0 | 0.285 | 0 | 0.249 | 0 | 0.379 | 0 | 0.425 | 0 | 0.429 | 0 | 0.119 | 0 | 0.118
2024-04-25 05:00 | 0 | 0.654 | 0 | 0.001 | 0 | 0.208 | 0 | 0.225 | 0 | 0.276 | 0 | 0.41 | 0 | 0.374 | 0 | 0.112 | 0 | 0.131
2024-04-25 06:00 | 0 | 0.644 | 0 | 0.001 | 0.01 | 0.136 | 0.025 | 0.176 | 0.019 | 0.167 | 0 | 0.402 | 0.006 | 0.302 | 0 | 0.102 | 0.015 | 0.142
2024-04-25 07:00 | 0.101 | 0.583 | 0.215 | 0.001 | 0.272 | 0.074 | 0.29 | 0.068 | 0.288 | 0.078 | 0.136 | 0.379 | 0.251 | 0.183 | 0.014 | 0.088 | 0.238 | 0.124
2024-04-25 08:00 | 0.294 | 0.52 | 0.464 | 0 | 0.506 | 0.02 | 0.512 | 0.011 | 0.517 | 0.014 | 0.39 | 0.134 | 0.485 | 0.041 | 0.198 | 0.068 | 0.457 | 0.068
2024-04-25 09:00 | 0.498 | 0.561 | 0.637 | 0.01 | 0.667 | 0.062 | 0.661 | 0.046 | 0.673 | 0.021 | 0.583 | 0.02 | 0.646 | 0.023 | 0.4 | 0.083 | 0.614 | 0.039
2024-04-25 10:00 | 0.623 | 0.59 | 0.748 | 0.036 | 0.77 | 0.049 | 0.756 | 0.095 | 0.772 | 0.03 | 0.705 | 0.002 | 0.75 | 0.014 | 0.552 | 0.07 | 0.713 | 0.042
2024-04-25 11:00 | 0.703 | 0.59 | 0.807 | 0.031 | 0.82 | 0.037 | 0.801 | 0.12 | 0.819 | 0.042 | 0.778 | 0 | 0.803 | 0.009 | 0.649 | 0.068 | 0.759 | 0.056
2024-04-25 12:00 | 0.73 | 0.583 | 0.816 | 0.032 | 0.82 | 0.037 | 0.799 | 0.119 | 0.816 | 0.051 | 0.802 | 0.001 | 0.807 | 0.009 | 0.731 | 0.074 | 0.754 | 0.093
2024-04-25 13:00 | 0.699 | 0.585 | 0.776 | 0.041 | 0.774 | 0.045 | 0.751 | 0.098 | 0.766 | 0.05 | 0.779 | 0.007 | 0.764 | 0.014 | 0.735 | 0.094 | 0.697 | 0.139
2024-04-25 14:00 | 0.619 | 0.547 | 0.685 | 0.049 | 0.679 | 0.052 | 0.655 | 0.07 | 0.667 | 0.041 | 0.709 | 0.019 | 0.673 | 0.02 | 0.676 | 0.135 | 0.589 | 0.193
2024-04-25 15:00 | 0.473 | 0.468 | 0.539 | 0.049 | 0.528 | 0.058 | 0.507 | 0.045 | 0.512 | 0.029 | 0.588 | 0.026 | 0.528 | 0.025 | 0.559 | 0.202 | 0.424 | 0.247
2024-04-25 16:00 | 0.264 | 0.337 | 0.334 | 0.035 | 0.32 | 0.072 | 0.301 | 0.031 | 0.299 | 0.02 | 0.41 | 0.026 | 0.325 | 0.037 | 0.38 | 0.3 | 0.202 | 0.256
2024-04-25 17:00 | 0.026 | 0.225 | 0.063 | 0.021 | 0.047 | 0.143 | 0.036 | 0.044 | 0.032 | 0.017 | 0.174 | 0.029 | 0.061 | 0.09 | 0.132 | 0.367 | 0.003 | 0.232
2024-04-25 18:00 | 0 | 0.178 | 0 | 0.012 | 0 | 0.252 | 0 | 0.067 | 0 | 0.025 | 0 | 0.03 | 0 | 0.201 | 0 | 0.367 | 0 | 0.199
2024-04-25 19:00 | 0 | 0.086 | 0 | 0.005 | 0 | 0.355 | 0 | 0.082 | 0 | 0.053 | 0 | 0.03 | 0 | 0.349 | 0 | 0.361 | 0 | 0.195
2024-04-25 20:00 | 0 | 0.012 | 0 | 0.002 | 0 | 0.42 | 0 | 0.082 | 0 | 0.094 | 0 | 0.043 | 0 | 0.479 | 0 | 0.382 | 0 | 0.224
2024-04-25 21:00 | 0 | 0 | 0 | 0 | 0 | 0.441 | 0 | 0.078 | 0 | 0.135 | 0 | 0.085 | 0 | 0.551 | 0 | 0.325 | 0 | 0.256
2024-04-25 22:00 | 0 | 0.005 | 0 | 0 | 0 | 0.435 | 0 | 0.095 | 0 | 0.161 | 0 | 0.166 | 0 | 0.578 | 0 | 0.288 | 0 | 0.294
2024-04-25 23:00 | 0 | 0.045 | 0 | 0.001 | 0 | 0.428 | 0 | 0.182 | 0 | 0.177 | 0 | 0.264 | 0 | 0.583 | 0 | 0.282 | 0 | 0.333
2024-04-26 | 0 | 0.101 | 0 | 0.001 | 0 | 0.409 | 0 | 0.311 | 0 | 0.181 | 0 | 0.352 | 0 | 0.574 | 0 | 0.271 | 0 | 0.352
2024-04-26 01:00 | 0 | 0.128 | 0 | 0.004 | 0 | 0.382 | 0 | 0.36 | 0 | 0.154 | 0 | 0.409 | 0 | 0.555 | 0 | 0.257 | 0 | 0.358
2024-04-26 02:00 | 0 | 0.105 | 0 | 0.01 | 0 | 0.358 | 0 | 0.311 | 0 | 0.114 | 0 | 0.42 | 0 | 0.529 | 0 | 0.213 | 0 | 0.355
2024-04-26 03:00 | 0 | 0.074 | 0 | 0.022 | 0 | 0.337 | 0 | 0.276 | 0 | 0.084 | 0 | 0.408 | 0 | 0.501 | 0 | 0.172 | 0 | 0.325
2024-04-26 04:00 | 0 | 0.044 | 0 | 0.041 | 0 | 0.311 | 0 | 0.251 | 0 | 0.064 | 0 | 0.413 | 0 | 0.476 | 0 | 0.14 | 0 | 0.264
2024-04-26 05:00 | 0 | 0.026 | 0 | 0.062 | 0 | 0.286 | 0 | 0.22 | 0 | 0.051 | 0 | 0.469 | 0 | 0.46 | 0 | 0.127 | 0 | 0.21
2024-04-26 06:00 | 0 | 0.016 | 0 | 0.082 | 0.009 | 0.259 | 0.008 | 0.194 | 0.015 | 0.047 | 0 | 0.563 | 0.005 | 0.435 | 0 | 0.115 | 0.011 | 0.178
2024-04-26 07:00 | 0.149 | 0.008 | 0.213 | 0.079 | 0.266 | 0.145 | 0.154 | 0.141 | 0.268 | 0.029 | 0.134 | 0.586 | 0.247 | 0.264 | 0.024 | 0.093 | 0.219 | 0.138
2024-04-26 08:00 | 0.386 | 0.001 | 0.461 | 0.017 | 0.501 | 0.019 | 0.364 | 0.12 | 0.492 | 0.011 | 0.389 | 0.259 | 0.482 | 0.07 | 0.262 | 0.058 | 0.436 | 0.087
2024-04-26 09:00 | 0.565 | 0.025 | 0.634 | 0 | 0.66 | 0 | 0.619 | 0.064 | 0.661 | 0.023 | 0.582 | 0.134 | 0.644 | 0.001 | 0.476 | 0.047 | 0.595 | 0.107
2024-04-26 10:00 | 0.679 | 0.055 | 0.745 | 0 | 0.761 | 0.006 | 0.726 | 0.021 | 0.76 | 0.045 | 0.701 | 0.249 | 0.748 | 0 | 0.634 | 0.021 | 0.692 | 0.121
2024-04-26 11:00 | 0.737 | 0.07 | 0.803 | 0 | 0.812 | 0.019 | 0.776 | 0.004 | 0.808 | 0.061 | 0.768 | 0.171 | 0.8 | 0.002 | 0.725 | 0.001 | 0.74 | 0.125
2024-04-26 12:00 | 0.745 | 0.078 | 0.812 | 0 | 0.813 | 0.022 | 0.773 | 0 | 0.805 | 0.053 | 0.789 | 0.12 | 0.803 | 0.002 | 0.763 | 0 | 0.733 | 0.127
2024-04-26 13:00 | 0.704 | 0.101 | 0.771 | 0 | 0.766 | 0.02 | 0.718 | 0 | 0.754 | 0.036 | 0.765 | 0.1 | 0.76 | 0.002 | 0.751 | 0 | 0.674 | 0.13
2024-04-26 14:00 | 0.613 | 0.151 | 0.681 | 0 | 0.67 | 0.016 | 0.619 | 0 | 0.654 | 0.02 | 0.694 | 0.093 | 0.667 | 0.001 | 0.689 | 0.001 | 0.549 | 0.128
2024-04-26 15:00 | 0.467 | 0.23 | 0.536 | 0 | 0.519 | 0.011 | 0.466 | 0 | 0.5 | 0.007 | 0.573 | 0.087 | 0.522 | 0.001 | 0.571 | 0.009 | 0.363 | 0.127
2024-04-26 16:00 | 0.261 | 0.323 | 0.331 | 0 | 0.309 | 0.01 | 0.263 | 0 | 0.286 | 0.003 | 0.397 | 0.079 | 0.318 | 0.001 | 0.394 | 0.021 | 0.151 | 0.12
2024-04-26 17:00 | 0.024 | 0.422 | 0.06 | 0 | 0.042 | 0.025 | 0.017 | 0.018 | 0.027 | 0.004 | 0.164 | 0.061 | 0.056 | 0.005 | 0.157 | 0.093 | 0.002 | 0.104
2024-04-26 18:00 | 0 | 0.511 | 0 | 0 | 0 | 0.036 | 0 | 0.114 | 0 | 0.004 | 0 | 0.045 | 0 | 0.018 | 0 | 0.186 | 0 | 0.076
2024-04-26 19:00 | 0 | 0.529 | 0 | 0 | 0 | 0.046 | 0 | 0.219 | 0 | 0.001 | 0 | 0.061 | 0 | 0.045 | 0 | 0.247 | 0 | 0.05
2024-04-26 20:00 | 0 | 0.528 | 0 | 0.001 | 0 | 0.064 | 0 | 0.271 | 0 | 0.001 | 0 | 0.143 | 0 | 0.086 | 0 | 0.302 | 0 | 0.029
2024-04-26 21:00 | 0 | 0.538 | 0 | 0.001 | 0 | 0.094 | 0 | 0.283 | 0 | 0 | 0 | 0.293 | 0 | 0.136 | 0 | 0.331 | 0 | 0.014
2024-04-26 22:00 | 0 | 0.547 | 0 | 0.004 | 0 | 0.126 | 0 | 0.3 | 0 | 0.003 | 0 | 0.464 | 0 | 0.188 | 0 | 0.332 | 0 | 0.006
2024-04-26 23:00 | 0 | 0.473 | 0 | 0.012 | 0 | 0.166 | 0 | 0.302 | 0 | 0.021 | 0 | 0.601 | 0 | 0.251 | 0 | 0.325 | 0 | 0.002
2024-04-27 | 0 | 0.408 | 0 | 0.023 | 0 | 0.169 | 0 | 0.316 | 0 | 0.046 | 0 | 0.684 | 0 | 0.289 | 0 | 0.308 | 0 | 0.001
2024-04-27 01:00 | 0 | 0.368 | 0 | 0.043 | 0 | 0.143 | 0 | 0.292 | 0 | 0.058 | 0 | 0.737 | 0 | 0.295 | 0 | 0.286 | 0 | 0.001
2024-04-27 02:00 | 0 | 0.313 | 0 | 0.068 | 0 | 0.105 | 0 | 0.253 | 0 | 0.057 | 0 | 0.765 | 0 | 0.274 | 0 | 0.259 | 0 | 0.001
2024-04-27 03:00 | 0 | 0.253 | 0 | 0.096 | 0 | 0.068 | 0 | 0.218 | 0 | 0.056 | 0 | 0.772 | 0 | 0.245 | 0 | 0.22 | 0 | 0.001
2024-04-27 04:00 | 0 | 0.209 | 0 | 0.131 | 0 | 0.041 | 0 | 0.2 | 0 | 0.064 | 0 | 0.754 | 0 | 0.225 | 0 | 0.18 | 0 | 0.001
2024-04-27 05:00 | 0 | 0.209 | 0 | 0.181 | 0 | 0.038 | 0 | 0.217 | 0 | 0.072 | 0 | 0.72 | 0 | 0.222 | 0 | 0.149 | 0 | 0.002
2024-04-27 06:00 | 0 | 0.233 | 0 | 0.237 | 0.006 | 0.069 | 0.006 | 0.201 | 0.011 | 0.076 | 0 | 0.69 | 0.003 | 0.228 | 0 | 0.121 | 0.006 | 0.003
2024-04-27 07:00 | 0.152 | 0.221 | 0.215 | 0.231 | 0.244 | 0.084 | 0.143 | 0.179 | 0.206 | 0.047 | 0.124 | 0.631 | 0.22 | 0.16 | 0.028 | 0.098 | 0.147 | 0.004
2024-04-27 08:00 | 0.394 | 0.141 | 0.465 | 0.074 | 0.474 | 0.054 | 0.388 | 0.135 | 0.4 | 0.016 | 0.377 | 0.406 | 0.449 | 0.081 | 0.288 | 0.079 | 0.323 | 0.012
2024-04-27 09:00 | 0.571 | 0.129 | 0.639 | 0.013 | 0.64 | 0.014 | 0.61 | 0.064 | 0.638 | 0.001 | 0.568 | 0.377 | 0.617 | 0.039 | 0.503 | 0.032 | 0.479 | 0.028
2024-04-27 10:00 | 0.681 | 0.126 | 0.749 | 0.003 | 0.746 | 0.004 | 0.722 | 0.037 | 0.747 | 0 | 0.687 | 0.677 | 0.723 | 0.011 | 0.65 | 0.031 | 0.604 | 0.045
2024-04-27 11:00 | 0.737 | 0.102 | 0.808 | 0.001 | 0.796 | 0.002 | 0.763 | 0.032 | 0.793 | 0 | 0.755 | 0.644 | 0.777 | 0.002 | 0.738 | 0.118 | 0.696 | 0.058
2024-04-27 12:00 | 0.745 | 0.07 | 0.816 | 0 | 0.796 | 0.001 | 0.75 | 0.036 | 0.79 | 0 | 0.776 | 0.498 | 0.781 | 0 | 0.773 | 0.163 | 0.714 | 0.078
2024-04-27 13:00 | 0.705 | 0.054 | 0.775 | 0 | 0.748 | 0.001 | 0.709 | 0.045 | 0.738 | 0 | 0.752 | 0.37 | 0.737 | 0 | 0.76 | 0.194 | 0.669 | 0.119
2024-04-27 14:00 | 0.616 | 0.074 | 0.684 | 0.001 | 0.652 | 0 | 0.608 | 0.059 | 0.643 | 0 | 0.682 | 0.276 | 0.637 | 0 | 0.697 | 0.208 | 0.569 | 0.179
2024-04-27 15:00 | 0.474 | 0.139 | 0.538 | 0 | 0.499 | 0 | 0.46 | 0.083 | 0.487 | 0 | 0.563 | 0.214 | 0.489 | 0 | 0.577 | 0.179 | 0.403 | 0.253
2024-04-27 16:00 | 0.273 | 0.276 | 0.333 | 0 | 0.286 | 0 | 0.25 | 0.12 | 0.271 | 0 | 0.388 | 0.183 | 0.282 | 0 | 0.396 | 0.084 | 0.186 | 0.318
2024-04-27 17:00 | 0.026 | 0.532 | 0.058 | 0 | 0.032 | 0.001 | 0.019 | 0.195 | 0.022 | 0 | 0.157 | 0.224 | 0.039 | 0 | 0.157 | 0.013 | 0.002 | 0.355
2024-04-27 18:00 | 0 | 0.647 | 0 | 0 | 0 | 0.002 | 0 | 0.278 | 0 | 0 | 0 | 0.341 | 0 | 0 | 0 | 0 | 0 | 0.356
2024-04-27 19:00 | 0 | 0.63 | 0 | 0.002 | 0 | 0.002 | 0 | 0.3 | 0 | 0 | 0 | 0.473 | 0 | 0 | 0 | 0 | 0 | 0.346
2024-04-27 20:00 | 0 | 0.538 | 0 | 0.016 | 0 | 0.001 | 0 | 0.287 | 0 | 0 | 0 | 0.592 | 0 | 0 | 0 | 0.008 | 0 | 0.336
2024-04-27 21:00 | 0 | 0.479 | 0 | 0.039 | 0 | 0.002 | 0 | 0.261 | 0 | 0.001 | 0 | 0.674 | 0 | 0 | 0 | 0.005 | 0 | 0.313
2024-04-27 22:00 | 0 | 0.448 | 0 | 0.064 | 0 | 0.003 | 0 | 0.244 | 0 | 0.005 | 0 | 0.72 | 0 | 0 | 0 | 0.001 | 0 | 0.305
2024-04-27 23:00 | 0 | 0.513 | 0 | 0.071 | 0 | 0.003 | 0 | 0.233 | 0 | 0.013 | 0 | 0.749 | 0 | 0 | 0 | 0 | 0 | 0.3
2024-04-28 | 0 | 0.623 | 0 | 0.067 | 0 | 0.002 | 0 | 0.223 | 0 | 0.017 | 0 | 0.772 | 0 | 0.001 | 0 | 0 | 0 | 0.31
2024-04-28 01:00 | 0 | 0.743 | 0 | 0.059 | 0 | 0.001 | 0 | 0.188 | 0 | 0.017 | 0 | 0.791 | 0 | 0.003 | 0 | 0 | 0 | 0.323
2024-04-28 02:00 | 0 | 0.823 | 0 | 0.048 | 0 | 0.001 | 0 | 0.16 | 0 | 0.015 | 0 | 0.802 | 0 | 0.009 | 0 | 0.001 | 0 | 0.337
2024-04-28 03:00 | 0 | 0.867 | 0 | 0.038 | 0 | 0.001 | 0 | 0.145 | 0 | 0.012 | 0 | 0.803 | 0 | 0.015 | 0 | 0.006 | 0 | 0.355
2024-04-28 04:00 | 0 | 0.895 | 0 | 0.031 | 0 | 0 | 0 | 0.133 | 0 | 0.009 | 0 | 0.788 | 0 | 0.019 | 0 | 0.019 | 0 | 0.376
2024-04-28 05:00 | 0 | 0.899 | 0 | 0.035 | 0 | 0 | 0 | 0.117 | 0 | 0.006 | 0 | 0.756 | 0 | 0.013 | 0 | 0.045 | 0 | 0.367
2024-04-28 06:00 | 0 | 0.904 | 0 | 0.048 | 0.004 | 0 | 0.006 | 0.086 | 0.005 | 0.005 | 0 | 0.729 | 0.002 | 0.005 | 0 | 0.084 | 0.011 | 0.338
2024-04-28 07:00 | 0.161 | 0.884 | 0.213 | 0.077 | 0.227 | 0 | 0.152 | 0.052 | 0.165 | 0.002 | 0.115 | 0.664 | 0.2 | 0.001 | 0.018 | 0.126 | 0.233 | 0.265
2024-04-28 08:00 | 0.402 | 0.781 | 0.463 | 0.051 | 0.456 | 0 | 0.405 | 0.043 | 0.406 | 0.001 | 0.363 | 0.432 | 0.43 | 0 | 0.241 | 0.138 | 0.454 | 0.171
2024-04-28 09:00 | 0.572 | 0.608 | 0.638 | 0.014 | 0.631 | 0 | 0.574 | 0.036 | 0.646 | 0 | 0.552 | 0.413 | 0.604 | 0 | 0.462 | 0.121 | 0.61 | 0.121
2024-04-28 10:00 | 0.676 | 0.44 | 0.748 | 0.004 | 0.738 | 0 | 0.719 | 0.038 | 0.75 | 0 | 0.67 | 0.753 | 0.716 | 0 | 0.616 | 0.203 | 0.707 | 0.119
2024-04-28 11:00 | 0.728 | 0.285 | 0.805 | 0.002 | 0.791 | 0 | 0.783 | 0.041 | 0.797 | 0 | 0.737 | 0.755 | 0.772 | 0 | 0.706 | 0.297 | 0.751 | 0.123
2024-04-28 12:00 | 0.731 | 0.177 | 0.812 | 0.001 | 0.791 | 0 | 0.787 | 0.044 | 0.793 | 0 | 0.76 | 0.69 | 0.779 | 0 | 0.714 | 0.355 | 0.746 | 0.137
2024-04-28 13:00 | 0.692 | 0.081 | 0.77 | 0.001 | 0.743 | 0 | 0.74 | 0.046 | 0.741 | 0 | 0.738 | 0.622 | 0.736 | 0 | 0.674 | 0.338 | 0.692 | 0.17
2024-04-28 14:00 | 0.603 | 0.039 | 0.679 | 0.001 | 0.653 | 0 | 0.642 | 0.053 | 0.646 | 0 | 0.67 | 0.555 | 0.647 | 0 | 0.62 | 0.278 | 0.585 | 0.225
2024-04-28 15:00 | 0.461 | 0.026 | 0.533 | 0.001 | 0.5 | 0 | 0.492 | 0.068 | 0.488 | 0 | 0.551 | 0.498 | 0.499 | 0 | 0.51 | 0.201 | 0.421 | 0.307
2024-04-28 16:00 | 0.265 | 0.06 | 0.327 | 0.001 | 0.285 | 0 | 0.283 | 0.097 | 0.27 | 0 | 0.376 | 0.464 | 0.292 | 0 | 0.338 | 0.118 | 0.197 | 0.381
2024-04-28 17:00 | 0.023 | 0.192 | 0.053 | 0.002 | 0.031 | 0 | 0.027 | 0.168 | 0.021 | 0 | 0.145 | 0.469 | 0.041 | 0 | 0.088 | 0.062 | 0.002 | 0.424
2024-04-28 18:00 | 0 | 0.372 | 0 | 0.006 | 0 | 0 | 0 | 0.278 | 0 | 0 | 0 | 0.586 | 0 | 0 | 0 | 0.032 | 0 | 0.399
2024-04-28 19:00 | 0 | 0.519 | 0 | 0.02 | 0 | 0.001 | 0 | 0.337 | 0 | 0 | 0 | 0.683 | 0 | 0 | 0 | 0.014 | 0 | 0.341
2024-04-28 20:00 | 0 | 0.613 | 0 | 0.041 | 0 | 0.001 | 0 | 0.329 | 0 | 0 | 0 | 0.754 | 0 | 0 | 0 | 0.01 | 0 | 0.305
2024-04-28 21:00 | 0 | 0.692 | 0 | 0.061 | 0 | 0.003 | 0 | 0.291 | 0 | 0 | 0 | 0.799 | 0 | 0 | 0 | 0.011 | 0 | 0.293
2024-04-28 22:00 | 0 | 0.784 | 0 | 0.082 | 0 | 0.005 | 0 | 0.251 | 0 | 0.001 | 0 | 0.82 | 0 | 0 | 0 | 0.014 | 0 | 0.322
2024-04-28 23:00 | 0 | 0.861 | 0 | 0.109 | 0 | 0.004 | 0 | 0.21 | 0 | 0.004 | 0 | 0.83 | 0 | 0.001 | 0 | 0.004 | 0 | 0.347
2024-04-29 | 0 | 0.902 | 0 | 0.142 | 0 | 0.001 | 0 | 0.178 | 0 | 0.011 | 0 | 0.84 | 0 | 0.003 | 0 | 0 | 0 | 0.345
2024-04-29 01:00 | 0 | 0.914 | 0 | 0.171 | 0 | 0 | 0 | 0.133 | 0 | 0.018 | 0 | 0.858 | 0 | 0.003 | 0 | 0.007 | 0 | 0.328
2024-04-29 02:00 | 0 | 0.91 | 0 | 0.18 | 0 | 0 | 0 | 0.086 | 0 | 0.025 | 0 | 0.869 | 0 | 0.002 | 0 | 0.079 | 0 | 0.314
2024-04-29 03:00 | 0 | 0.907 | 0 | 0.179 | 0 | 0 | 0 | 0.05 | 0 | 0.027 | 0 | 0.846 | 0 | 0.001 | 0 | 0.18 | 0 | 0.304
2024-04-29 04:00 | 0 | 0.91 | 0 | 0.169 | 0 | 0 | 0 | 0.031 | 0 | 0.026 | 0 | 0.8 | 0 | 0.001 | 0 | 0.278 | 0 | 0.291
2024-04-29 05:00 | 0 | 0.919 | 0 | 0.158 | 0 | 0 | 0 | 0.018 | 0 | 0.019 | 0 | 0.762 | 0 | 0.002 | 0 | 0.294 | 0 | 0.255
2024-04-29 06:00 | 0 | 0.932 | 0 | 0.164 | 0.004 | 0.001 | 0.02 | 0.009 | 0.012 | 0.012 | 0 | 0.756 | 0.002 | 0.003 | 0 | 0.277 | 0.01 | 0.207
2024-04-29 07:00 | 0.147 | 0.932 | 0.186 | 0.167 | 0.234 | 0.002 | 0.288 | 0.002 | 0.264 | 0.007 | 0.098 | 0.745 | 0.217 | 0.002 | 0.001 | 0.255 | 0.231 | 0.156
2024-04-29 08:00 | 0.386 | 0.864 | 0.437 | 0.077 | 0.473 | 0.007 | 0.512 | 0.001 | 0.497 | 0.014 | 0.344 | 0.651 | 0.456 | 0.002 | 0.036 | 0.243 | 0.453 | 0.078
2024-04-29 09:00 | 0.558 | 0.853 | 0.614 | 0.19 | 0.64 | 0.013 | 0.668 | 0.001 | 0.658 | 0.008 | 0.537 | 0.786 | 0.626 | 0.004 | 0.078 | 0.277 | 0.611 | 0.035
2024-04-29 10:00 | 0.666 | 0.865 | 0.729 | 0.284 | 0.747 | 0.019 | 0.766 | 0.001 | 0.758 | 0.009 | 0.662 | 0.91 | 0.735 | 0.006 | 0.188 | 0.344 | 0.709 | 0.018
2024-04-29 11:00 | 0.722 | 0.861 | 0.787 | 0.314 | 0.802 | 0.037 | 0.81 | 0.003 | 0.807 | 0.022 | 0.733 | 0.909 | 0.791 | 0.012 | 0.533 | 0.451 | 0.751 | 0.015
2024-04-29 12:00 | 0.729 | 0.768 | 0.796 | 0.317 | 0.804 | 0.064 | 0.806 | 0.005 | 0.805 | 0.044 | 0.756 | 0.867 | 0.796 | 0.018 | 0.433 | 0.568 | 0.745 | 0.017
2024-04-29 13:00 | 0.687 | 0.513 | 0.756 | 0.305 | 0.759 | 0.087 | 0.756 | 0.008 | 0.756 | 0.068 | 0.733 | 0.814 | 0.754 | 0.021 | 0.513 | 0.666 | 0.687 | 0.028
2024-04-29 14:00 | 0.592 | 0.286 | 0.664 | 0.269 | 0.666 | 0.096 | 0.658 | 0.008 | 0.658 | 0.081 | 0.662 | 0.777 | 0.662 | 0.017 | 0.493 | 0.661 | 0.585 | 0.043
2024-04-29 15:00 | 0.443 | 0.415 | 0.52 | 0.203 | 0.515 | 0.088 | 0.507 | 0.007 | 0.505 | 0.078 | 0.532 | 0.674 | 0.517 | 0.011 | 0.438 | 0.574 | 0.416 | 0.064
2024-04-29 16:00 | 0.232 | 0.728 | 0.314 | 0.121 | 0.304 | 0.073 | 0.298 | 0.007 | 0.292 | 0.074 | 0.319 | 0.532 | 0.312 | 0.004 | 0.252 | 0.448 | 0.188 | 0.094
2024-04-29 17:00 | 0.013 | 0.724 | 0.046 | 0.091 | 0.035 | 0.08 | 0.03 | 0.025 | 0.025 | 0.108 | 0.114 | 0.376 | 0.047 | 0.004 | 0.047 | 0.285 | 0.001 | 0.112
2024-04-29 18:00 | 0 | 0.633 | 0 | 0.078 | 0 | 0.067 | 0 | 0.054 | 0 | 0.11 | 0 | 0.287 | 0 | 0.005 | 0 | 0.161 | 0 | 0.068
2024-04-29 19:00 | 0 | 0.479 | 0 | 0.059 | 0 | 0.057 | 0 | 0.078 | 0 | 0.084 | 0 | 0.195 | 0 | 0.014 | 0 | 0.108 | 0 | 0.067
2024-04-29 20:00 | 0 | 0.444 | 0 | 0.095 | 0 | 0.088 | 0 | 0.101 | 0 | 0.065 | 0 | 0.126 | 0 | 0.052 | 0 | 0.078 | 0 | 0.073
2024-04-29 21:00 | 0 | 0.481 | 0 | 0.205 | 0 | 0.179 | 0 | 0.118 | 0 | 0.075 | 0 | 0.093 | 0 | 0.13 | 0 | 0.024 | 0 | 0.079
2024-04-29 22:00 | 0 | 0.498 | 0 | 0.274 | 0 | 0.272 | 0 | 0.122 | 0 | 0.134 | 0 | 0.057 | 0 | 0.202 | 0 | 0.011 | 0 | 0.141
2024-04-29 23:00 | 0 | 0.47 | 0 | 0.266 | 0 | 0.303 | 0 | 0.105 | 0 | 0.213 | 0 | 0.064 | 0 | 0.227 | 0 | 0.01 | 0 | 0.28
2024-04-30 | 0 | 0.448 | 0 | 0.225 | 0 | 0.278 | 0 | 0.084 | 0 | 0.27 | 0 | 0.068 | 0 | 0.204 | 0 | 0.009 | 0 | 0.391
2024-04-30 01:00 | 0 | 0.42 | 0 | 0.191 | 0 | 0.225 | 0 | 0.069 | 0 | 0.311 | 0 | 0.042 | 0 | 0.168 | 0 | 0.005 | 0 | 0.46
2024-04-30 02:00 | 0 | 0.415 | 0 | 0.175 | 0 | 0.184 | 0 | 0.065 | 0 | 0.337 | 0 | 0.029 | 0 | 0.152 | 0 | 0.002 | 0 | 0.566
2024-04-30 03:00 | 0 | 0.397 | 0 | 0.164 | 0 | 0.207 | 0 | 0.064 | 0 | 0.325 | 0 | 0.01 | 0 | 0.195 | 0 | 0 | 0 | 0.618
2024-04-30 04:00 | 0 | 0.364 | 0 | 0.185 | 0 | 0.288 | 0 | 0.054 | 0 | 0.344 | 0 | 0.001 | 0 | 0.284 | 0 | 0 | 0 | 0.595
2024-04-30 05:00 | 0 | 0.381 | 0 | 0.192 | 0 | 0.323 | 0 | 0.045 | 0 | 0.413 | 0 | 0.038 | 0 | 0.325 | 0 | 0 | 0 | 0.557
2024-04-30 06:00 | 0 | 0.409 | 0 | 0.197 | 0.005 | 0.283 | 0.02 | 0.067 | 0.012 | 0.463 | 0 | 0.267 | 0.003 | 0.305 | 0 | 0 | 0.006 | 0.547
2024-04-30 07:00 | 0.094 | 0.328 | 0.189 | 0.265 | 0.244 | 0.174 | 0.287 | 0.075 | 0.277 | 0.279 | 0.073 | 0.305 | 0.24 | 0.217 | 0.011 | 0.008 | 0.154 | 0.538
2024-04-30 08:00 | 0.307 | 0.264 | 0.442 | 0.111 | 0.496 | 0.049 | 0.51 | 0.048 | 0.511 | 0.088 | 0.286 | 0.167 | 0.481 | 0.054 | 0.231 | 0.018 | 0.308 | 0.566
2024-04-30 09:00 | 0.514 | 0.306 | 0.617 | 0.064 | 0.664 | 0.088 | 0.662 | 0.037 | 0.671 | 0.124 | 0.461 | 0.274 | 0.645 | 0.032 | 0.454 | 0.028 | 0.452 | 0.603
2024-04-30 10:00 | 0.625 | 0.251 | 0.725 | 0.054 | 0.767 | 0.091 | 0.758 | 0.01 | 0.771 | 0.062 | 0.503 | 0.575 | 0.75 | 0.021 | 0.596 | 0.015 | 0.61 | 0.488
2024-04-30 11:00 | 0.689 | 0.147 | 0.781 | 0.026 | 0.816 | 0.059 | 0.802 | 0.001 | 0.817 | 0.018 | 0.48 | 0.759 | 0.802 | 0.012 | 0.676 | 0.002 | 0.68 | 0.345
2024-04-30 12:00 | 0.543 | 0.027 | 0.788 | 0.014 | 0.817 | 0.024 | 0.798 | 0 | 0.813 | 0.001 | 0.546 | 0.819 | 0.805 | 0.004 | 0.653 | 0 | 0.697 | 0.236
2024-04-30 13:00 | 0.312 | 0 | 0.748 | 0.011 | 0.77 | 0.009 | 0.748 | 0 | 0.762 | 0 | 0.671 | 0.825 | 0.762 | 0.003 | 0.587 | 0.001 | 0.653 | 0.196
2024-04-30 14:00 | 0.265 | 0.005 | 0.656 | 0.009 | 0.674 | 0.009 | 0.65 | 0 | 0.662 | 0.003 | 0.648 | 0.822 | 0.671 | 0.005 | 0.543 | 0.011 | 0.552 | 0.193
2024-04-30 15:00 | 0.29 | 0.081 | 0.509 | 0.009 | 0.525 | 0.009 | 0.5 | 0.003 | 0.507 | 0.024 | 0.541 | 0.821 | 0.526 | 0.003 | 0.444 | 0.025 | 0.387 | 0.201
2024-04-30 16:00 | 0.177 | 0.207 | 0.311 | 0.016 | 0.314 | 0.003 | 0.292 | 0.035 | 0.293 | 0.045 | 0.355 | 0.794 | 0.32 | 0 | 0.244 | 0.028 | 0.167 | 0.163
2024-04-30 17:00 | 0.012 | 0.325 | 0.045 | 0.049 | 0.036 | 0 | 0.027 | 0.131 | 0.023 | 0.03 | 0.126 | 0.718 | 0.048 | 0 | 0.105 | 0.019 | 0.001 | 0.067
2024-04-30 18:00 | 0 | 0.431 | 0 | 0.113 | 0 | 0 | 0 | 0.24 | 0 | 0.011 | 0 | 0.768 | 0 | 0 | 0 | 0.005 | 0 | 0.003
2024-04-30 19:00 | 0 | 0.492 | 0 | 0.18 | 0 | 0 | 0 | 0.29 | 0 | 0.002 | 0 | 0.84 | 0 | 0 | 0 | 0.001 | 0 | 0
2024-04-30 20:00 | 0 | 0.512 | 0 | 0.21 | 0 | 0.002 | 0 | 0.275 | 0 | 0.003 | 0 | 0.875 | 0 | 0 | 0 | 0 | 0 | 0
2024-04-30 21:00 | 0 | 0.503 | 0 | 0.194 | 0 | 0.006 | 0 | 0.24 | 0 | 0.024 | 0 | 0.883 | 0 | 0 | 0 | 0 | 0 | 0.001
2024-04-30 22:00 | 0 | 0.479 | 0 | 0.158 | 0 | 0.012 | 0 | 0.212 | 0 | 0.077 | 0 | 0.891 | 0 | 0 | 0 | 0 | 0 | 0.005
2024-04-30 23:00 | 0 | 0.374 | 0 | 0.133 | 0 | 0.024 | 0 | 0.195 | 0 | 0.14 | 0 | 0.901 | 0 | 0 | 0 | 0.002 | 0 | 0.022
2024-05-01 | 0 | 0.233 | 0 | 0.136 | 0 | 0.036 | 0 | 0.181 | 0 | 0.17 | 0 | 0.907 | 0 | 0.001 | 0 | 0.018 | 0 | 0.049
2024-05-01 01:00 | 0 | 0.159 | 0 | 0.157 | 0 | 0.049 | 0 | 0.16 | 0 | 0.155 | 0 | 0.898 | 0 | 0.008 | 0 | 0.081 | 0 | 0.074
2024-05-01 02:00 | 0 | 0.243 | 0 | 0.193 | 0 | 0.066 | 0 | 0.126 | 0 | 0.118 | 0 | 0.864 | 0 | 0.031 | 0 | 0.188 | 0 | 0.103
2024-05-01 03:00 | 0 | 0.484 | 0 | 0.245 | 0 | 0.085 | 0 | 0.087 | 0 | 0.083 | 0 | 0.806 | 0 | 0.064 | 0 | 0.33 | 0 | 0.155
2024-05-01 04:00 | 0 | 0.696 | 0 | 0.317 | 0 | 0.103 | 0 | 0.055 | 0 | 0.06 | 0 | 0.737 | 0 | 0.099 | 0 | 0.489 | 0 | 0.224
2024-05-01 05:00 | 0 | 0.796 | 0 | 0.41 | 0 | 0.115 | 0 | 0.036 | 0 | 0.045 | 0 | 0.664 | 0 | 0.133 | 0 | 0.604 | 0 | 0.258
2024-05-01 06:00 | 0 | 0.848 | 0 | 0.493 | 0.003 | 0.12 | 0.019 | 0.026 | 0.012 | 0.035 | 0 | 0.636 | 0.001 | 0.156 | 0 | 0.68 | 0.004 | 0.272
2024-05-01 07:00 | 0.042 | 0.866 | 0.101 | 0.449 | 0.228 | 0.104 | 0.287 | 0.011 | 0.274 | 0.021 | 0.078 | 0.516 | 0.223 | 0.114 | 0.007 | 0.75 | 0.155 | 0.253
2024-05-01 08:00 | 0.242 | 0.834 | 0.284 | 0.214 | 0.485 | 0.045 | 0.509 | 0.004 | 0.501 | 0.017 | 0.332 | 0.274 | 0.466 | 0.025 | 0.134 | 0.766 | 0.41 | 0.179
2024-05-01 09:00 | 0.454 | 0.834 | 0.485 | 0.161 | 0.647 | 0.048 | 0.661 | 0.001 | 0.66 | 0.026 | 0.542 | 0.465 | 0.632 | 0.007 | 0.262 | 0.928 | 0.595 | 0.137
2024-05-01 10:00 | 0.63 | 0.867 | 0.629 | 0.484 | 0.751 | 0.046 | 0.757 | 0 | 0.761 | 0.031 | 0.67 | 0.682 | 0.735 | 0.017 | 0.402 | 0.973 | 0.695 | 0.133
2024-05-01 11:00 | 0.698 | 0.803 | 0.71 | 0.494 | 0.802 | 0.058 | 0.8 | 0 | 0.806 | 0.045 | 0.74 | 0.834 | 0.79 | 0.026 | 0.541 | 0.983 | 0.736 | 0.164
2024-05-01 12:00 | 0.681 | 0.818 | 0.739 | 0.398 | 0.804 | 0.068 | 0.796 | 0 | 0.804 | 0.06 | 0.76 | 0.877 | 0.795 | 0.029 | 0.573 | 0.984 | 0.729 | 0.196
2024-05-01 13:00 | 0.525 | 0.668 | 0.718 | 0.312 | 0.758 | 0.074 | 0.747 | 0 | 0.754 | 0.071 | 0.736 | 0.866 | 0.753 | 0.028 | 0.495 | 0.983 | 0.664 | 0.196
2024-05-01 14:00 | 0.375 | 0.421 | 0.643 | 0.245 | 0.663 | 0.074 | 0.649 | 0 | 0.654 | 0.076 | 0.665 | 0.837 | 0.66 | 0.025 | 0.366 | 0.979 | 0.538 | 0.193
2024-05-01 15:00 | 0.305 | 0.312 | 0.507 | 0.187 | 0.514 | 0.064 | 0.498 | 0 | 0.501 | 0.073 | 0.543 | 0.795 | 0.516 | 0.017 | 0.253 | 0.965 | 0.36 | 0.204
2024-05-01 16:00 | 0.217 | 0.259 | 0.306 | 0.136 | 0.304 | 0.058 | 0.289 | 0 | 0.288 | 0.069 | 0.365 | 0.723 | 0.312 | 0.012 | 0.108 | 0.931 | 0.157 | 0.265
2024-05-01 17:00 | 0.013 | 0.276 | 0.041 | 0.194 | 0.032 | 0.073 | 0.025 | 0.006 | 0.022 | 0.088 | 0.132 | 0.596 | 0.044 | 0.014 | 0.02 | 0.866 | 0.001 | 0.347
2024-05-01 18:00 | 0 | 0.253 | 0 | 0.326 | 0 | 0.072 | 0 | 0.036 | 0 | 0.09 | 0 | 0.59 | 0 | 0.015 | 0 | 0.755 | 0 | 0.393
2024-05-01 19:00 | 0 | 0.204 | 0 | 0.431 | 0 | 0.059 | 0 | 0.071 | 0 | 0.076 | 0 | 0.586 | 0 | 0.015 | 0 | 0.664 | 0 | 0.437
2024-05-01 20:00 | 0 | 0.221 | 0 | 0.476 | 0 | 0.05 | 0 | 0.099 | 0 | 0.062 | 0 | 0.55 | 0 | 0.016 | 0 | 0.615 | 0 | 0.498
2024-05-01 21:00 | 0 | 0.21 | 0 | 0.476 | 0 | 0.046 | 0 | 0.114 | 0 | 0.056 | 0 | 0.429 | 0 | 0.018 | 0 | 0.583 | 0 | 0.485
2024-05-01 22:00 | 0 | 0.208 | 0 | 0.447 | 0 | 0.045 | 0 | 0.118 | 0 | 0.055 | 0 | 0.281 | 0 | 0.02 | 0 | 0.526 | 0 | 0.391
2024-05-01 23:00 | 0 | 0.206 | 0 | 0.395 | 0 | 0.05 | 0 | 0.104 | 0 | 0.064 | 0 | 0.135 | 0 | 0.027 | 0 | 0.438 | 0 | 0.328
2024-05-02 | 0 | 0.18 | 0 | 0.332 | 0 | 0.06 | 0 | 0.082 | 0 | 0.082 | 0 | 0.038 | 0 | 0.036 | 0 | 0.347 | 0 | 0.318
2024-05-02 01:00 | 0 | 0.264 | 0 | 0.263 | 0 | 0.068 | 0 | 0.061 | 0 | 0.1 | 0 | 0.005 | 0 | 0.042 | 0 | 0.302 | 0 | 0.297
2024-05-02 02:00 | 0 | 0.394 | 0 | 0.201 | 0 | 0.073 | 0 | 0.05 | 0 | 0.114 | 0 | 0 | 0 | 0.044 | 0 | 0.309 | 0 | 0.245
2024-05-02 03:00 | 0 | 0.42 | 0 | 0.159 | 0 | 0.074 | 0 | 0.045 | 0 | 0.126 | 0 | 0 | 0 | 0.041 | 0 | 0.305 | 0 | 0.194
2024-05-02 04:00 | 0 | 0.447 | 0 | 0.175 | 0 | 0.073 | 0 | 0.042 | 0 | 0.136 | 0 | 0 | 0 | 0.041 | 0 | 0.241 | 0 | 0.16
2024-05-02 05:00 | 0 | 0.388 | 0 | 0.227 | 0 | 0.068 | 0 | 0.041 | 0 | 0.151 | 0 | 0 | 0 | 0.041 | 0 | 0.24 | 0 | 0.118
2024-05-02 06:00 | 0 | 0.331 | 0 | 0.295 | 0.004 | 0.061 | 0.018 | 0.045 | 0.011 | 0.169 | 0 | 0.005 | 0.001 | 0.037 | 0 | 0.238 | 0.006 | 0.094
2024-05-02 07:00 | 0.128 | 0.309 | 0.177 | 0.308 | 0.248 | 0.051 | 0.285 | 0.037 | 0.272 | 0.149 | 0.047 | 0.018 | 0.226 | 0.027 | 0.003 | 0.224 | 0.207 | 0.111
2024-05-02 08:00 | 0.371 | 0.216 | 0.428 | 0.13 | 0.483 | 0.01 | 0.508 | 0.013 | 0.502 | 0.037 | 0.238 | 0.006 | 0.463 | 0.001 | 0.083 | 0.217 | 0.425 | 0.098
2024-05-02 09:00 | 0.549 | 0.246 | 0.604 | 0.062 | 0.643 | 0.007 | 0.658 | 0.008 | 0.656 | 0.061 | 0.429 | 0.001 | 0.628 | 0 | 0.182 | 0.283 | 0.582 | 0.115
2024-05-02 10:00 | 0.662 | 0.287 | 0.707 | 0.172 | 0.741 | 0.008 | 0.754 | 0.005 | 0.749 | 0.07 | 0.59 | 0.011 | 0.73 | 0 | 0.268 | 0.353 | 0.68 | 0.167
2024-05-02 11:00 | 0.723 | 0.349 | 0.758 | 0.216 | 0.788 | 0.005 | 0.797 | 0.002 | 0.792 | 0.048 | 0.71 | 0.089 | 0.782 | 0 | 0.351 | 0.394 | 0.726 | 0.212
2024-05-02 12:00 | 0.736 | 0.448 | 0.753 | 0.221 | 0.789 | 0.002 | 0.794 | 0.001 | 0.788 | 0.025 | 0.743 | 0.235 | 0.786 | 0 | 0.541 | 0.4 | 0.72 | 0.228
2024-05-02 13:00 | 0.698 | 0.578 | 0.685 | 0.228 | 0.744 | 0.001 | 0.746 | 0 | 0.738 | 0.01 | 0.714 | 0.343 | 0.743 | 0 | 0.407 | 0.427 | 0.663 | 0.203
2024-05-02 14:00 | 0.608 | 0.705 | 0.542 | 0.218 | 0.651 | 0 | 0.65 | 0 | 0.642 | 0.003 | 0.632 | 0.395 | 0.654 | 0 | 0.345 | 0.455 | 0.552 | 0.164
2024-05-02 15:00 | 0.458 | 0.807 | 0.339 | 0.169 | 0.503 | 0 | 0.501 | 0 | 0.49 | 0.001 | 0.503 | 0.38 | 0.51 | 0 | 0.263 | 0.439 | 0.365 | 0.136
2024-05-02 16:00 | 0.235 | 0.813 | 0.177 | 0.085 | 0.296 | 0.001 | 0.293 | 0 | 0.278 | 0.001 | 0.321 | 0.32 | 0.307 | 0.002 | 0.148 | 0.37 | 0.14 | 0.138
2024-05-02 17:00 | 0.012 | 0.689 | 0.02 | 0.064 | 0.03 | 0.025 | 0.025 | 0 | 0.019 | 0.01 | 0.096 | 0.313 | 0.042 | 0.042 | 0.037 | 0.266 | 0 | 0.161
2024-05-02 18:00 | 0 | 0.494 | 0 | 0.111 | 0 | 0.096 | 0 | 0 | 0 | 0.058 | 0 | 0.428 | 0 | 0.115 | 0 | 0.213 | 0 | 0.185
2024-05-02 19:00 | 0 | 0.364 | 0 | 0.219 | 0 | 0.181 | 0 | 0 | 0 | 0.127 | 0 | 0.476 | 0 | 0.185 | 0 | 0.167 | 0 | 0.202
2024-05-02 20:00 | 0 | 0.321 | 0 | 0.334 | 0 | 0.266 | 0 | 0.001 | 0 | 0.186 | 0 | 0.451 | 0 | 0.254 | 0 | 0.13 | 0 | 0.212
2024-05-02 21:00 | 0 | 0.313 | 0 | 0.384 | 0 | 0.339 | 0 | 0.004 | 0 | 0.226 | 0 | 0.403 | 0 | 0.321 | 0 | 0.104 | 0 | 0.204
2024-05-02 22:00 | 0 | 0.367 | 0 | 0.351 | 0 | 0.386 | 0 | 0.008 | 0 | 0.264 | 0 | 0.391 | 0 | 0.367 | 0 | 0.1 | 0 | 0.172
2024-05-02 23:00 | 0 | 0.454 | 0 | 0.261 | 0 | 0.391 | 0 | 0.01 | 0 | 0.297 | 0 | 0.411 | 0 | 0.376 | 0 | 0.103 | 0 | 0.156
2024-05-03 | 0 | 0.517 | 0 | 0.187 | 0 | 0.369 | 0 | 0.011 | 0 | 0.329 | 0 | 0.426 | 0 | 0.361 | 0 | 0.101 | 0 | 0.171
2024-05-03 01:00 | 0 | 0.571 | 0 | 0.131 | 0 | 0.337 | 0 | 0.013 | 0 | 0.364 | 0 | 0.415 | 0 | 0.338 | 0 | 0.095 | 0 | 0.207
2024-05-03 02:00 | 0 | 0.607 | 0 | 0.084 | 0 | 0.3 | 0 | 0.019 | 0 | 0.388 | 0 | 0.381 | 0 | 0.312 | 0 | 0.094 | 0 | 0.261
2024-05-03 03:00 | 0 | 0.63 | 0 | 0.05 | 0 | 0.262 | 0 | 0.026 | 0 | 0.401 | 0 | 0.341 | 0 | 0.284 | 0 | 0.096 | 0 | 0.334
2024-05-03 04:00 | 0 | 0.635 | 0 | 0.034 | 0 | 0.223 | 0 | 0.032 | 0 | 0.418 | 0 | 0.308 | 0 | 0.255 | 0 | 0.115 | 0 | 0.39
2024-05-03 05:00 | 0 | 0.615 | 0 | 0.039 | 0 | 0.185 | 0 | 0.035 | 0 | 0.422 | 0 | 0.3 | 0 | 0.225 | 0 | 0.161 | 0 | 0.447
2024-05-03 06:00 | 0 | 0.601 | 0 | 0.077 | 0.003 | 0.155 | 0.015 | 0.03 | 0.009 | 0.406 | 0 | 0.291 | 0.001 | 0.199 | 0 | 0.214 | 0.001 | 0.467
2024-05-03 07:00 | 0.083 | 0.571 | 0.178 | 0.125 | 0.236 | 0.111 | 0.274 | 0.018 | 0.261 | 0.281 | 0.091 | 0.267 | 0.217 | 0.146 | 0.005 | 0.241 | 0.079 | 0.487
2024-05-03 08:00 | 0.283 | 0.599 | 0.431 | 0.057 | 0.471 | 0.023 | 0.496 | 0.001 | 0.49 | 0.067 | 0.347 | 0.114 | 0.453 | 0.028 | 0.165 | 0.241 | 0.203 | 0.578
2024-05-03 09:00 | 0.443 | 0.667 | 0.609 | 0.018 | 0.63 | 0 | 0.645 | 0 | 0.641 | 0.007 | 0.542 | 0.098 | 0.616 | 0 | 0.411 | 0.358 | 0.288 | 0.595
2024-05-03 10:00 | 0.564 | 0.588 | 0.716 | 0.057 | 0.727 | 0 | 0.738 | 0 | 0.733 | 0 | 0.667 | 0.063 | 0.716 | 0 | 0.579 | 0.367 | 0.349 | 0.586
2024-05-03 11:00 | 0.683 | 0.513 | 0.769 | 0.142 | 0.777 | 0 | 0.782 | 0 | 0.778 | 0 | 0.735 | 0.029 | 0.767 | 0 | 0.681 | 0.334 | 0.462 | 0.574
2024-05-03 12:00 | 0.719 | 0.444 | 0.776 | 0.178 | 0.779 | 0 | 0.781 | 0.001 | 0.776 | 0 | 0.756 | 0.064 | 0.772 | 0 | 0.69 | 0.317 | 0.543 | 0.574
2024-05-03 13:00 | 0.66 | 0.374 | 0.736 | 0.185 | 0.734 | 0 | 0.734 | 0.004 | 0.728 | 0 | 0.732 | 0.185 | 0.731 | 0.001 | 0.473 | 0.382 | 0.488 | 0.567
2024-05-03 14:00 | 0.559 | 0.344 | 0.647 | 0.162 | 0.641 | 0 | 0.638 | 0.011 | 0.631 | 0 | 0.661 | 0.336 | 0.64 | 0 | 0.273 | 0.47 | 0.39 | 0.55
2024-05-03 15:00 | 0.378 | 0.364 | 0.503 | 0.119 | 0.492 | 0 | 0.49 | 0.028 | 0.479 | 0 | 0.54 | 0.416 | 0.496 | 0 | 0.171 | 0.567 | 0.256 | 0.515
2024-05-03 16:00 | 0.144 | 0.376 | 0.3 | 0.058 | 0.282 | 0 | 0.283 | 0.078 | 0.265 | 0 | 0.362 | 0.395 | 0.293 | 0 | 0.124 | 0.638 | 0.086 | 0.451
2024-05-03 17:00 | 0.004 | 0.358 | 0.036 | 0.011 | 0.025 | 0.005 | 0.022 | 0.193 | 0.016 | 0.004 | 0.128 | 0.272 | 0.036 | 0.002 | 0.041 | 0.668 | 0 | 0.395
2024-05-03 18:00 | 0 | 0.274 | 0 | 0 | 0 | 0.012 | 0 | 0.301 | 0 | 0.009 | 0 | 0.155 | 0 | 0.002 | 0 | 0.697 | 0 | 0.376
2024-05-03 19:00 | 0 | 0.149 | 0 | 0.001 | 0 | 0.009 | 0 | 0.376 | 0 | 0.02 | 0 | 0.133 | 0 | 0.001 | 0 | 0.732 | 0 | 0.376
2024-05-03 20:00 | 0 | 0.035 | 0 | 0.032 | 0 | 0.004 | 0 | 0.414 | 0 | 0.079 | 0 | 0.276 | 0 | 0.001 | 0 | 0.754 | 0 | 0.355
2024-05-03 21:00 | 0 | 0 | 0 | 0.151 | 0 | 0 | 0 | 0.437 | 0 | 0.188 | 0 | 0.55 | 0 | 0 | 0 | 0.744 | 0 | 0.286
2024-05-03 22:00 | 0 | 0 | 0 | 0.311 | 0 | 0 | 0 | 0.457 | 0 | 0.31 | 0 | 0.763 | 0 | 0 | 0 | 0.73 | 0 | 0.206
2024-05-03 23:00 | 0 | 0.012 | 0 | 0.442 | 0 | 0.002 | 0 | 0.476 | 0 | 0.388 | 0 | 0.861 | 0 | 0.001 | 0 | 0.705 | 0 | 0.135
2024-05-04 | 0 | 0.043 | 0 | 0.494 | 0 | 0.055 | 0 | 0.484 | 0 | 0.402 | 0 | 0.89 | 0 | 0.028 | 0 | 0.695 | 0 | 0.076
2024-05-04 01:00 | 0 | 0.063 | 0 | 0.456 | 0 | 0.22 | 0 | 0.449 | 0 | 0.383 | 0 | 0.899 | 0 | 0.166 | 0 | 0.71 | 0 | 0.035
2024-05-04 02:00 | 0 | 0.082 | 0 | 0.436 | 0 | 0.42 | 0 | 0.426 | 0 | 0.355 | 0 | 0.901 | 0 | 0.359 | 0 | 0.73 | 0 | 0.01
2024-05-04 03:00 | 0 | 0.093 | 0 | 0.523 | 0 | 0.552 | 0 | 0.417 | 0 | 0.338 | 0 | 0.891 | 0 | 0.475 | 0 | 0.729 | 0 | 0.002
2024-05-04 04:00 | 0 | 0.093 | 0 | 0.645 | 0 | 0.591 | 0 | 0.441 | 0 | 0.332 | 0 | 0.87 | 0 | 0.496 | 0 | 0.751 | 0 | 0.001
2024-05-04 05:00 | 0 | 0.132 | 0 | 0.651 | 0 | 0.532 | 0 | 0.471 | 0 | 0.312 | 0 | 0.837 | 0 | 0.432 | 0 | 0.715 | 0 | 0.005
2024-05-04 06:00 | 0 | 0.208 | 0 | 0.599 | 0.002 | 0.459 | 0.004 | 0.447 | 0.004 | 0.292 | 0 | 0.797 | 0.001 | 0.362 | 0 | 0.734 | 0.001 | 0.027
2024-05-04 07:00 | 0.032 | 0.286 | 0.145 | 0.444 | 0.215 | 0.297 | 0.143 | 0.455 | 0.187 | 0.165 | 0.086 | 0.737 | 0.213 | 0.22 | 0 | 0.734 | 0.088 | 0.058
2024-05-04 08:00 | 0.14 | 0.324 | 0.426 | 0.22 | 0.448 | 0.252 | 0.46 | 0.488 | 0.475 | 0.095 | 0.344 | 0.59 | 0.453 | 0.116 | 0.031 | 0.687 | 0.28 | 0.09
2024-05-04 09:00 | 0.286 | 0.426 | 0.603 | 0.264 | 0.63 | 0.229 | 0.634 | 0.314 | 0.637 | 0.14 | 0.539 | 0.631 | 0.62 | 0.084 | 0.083 | 0.63 | 0.47 | 0.188
2024-05-04 10:00 | 0.412 | 0.532 | 0.711 | 0.328 | 0.733 | 0.179 | 0.737 | 0.183 | 0.737 | 0.106 | 0.662 | 0.823 | 0.722 | 0.074 | 0.182 | 0.59 | 0.629 | 0.305
2024-05-04 11:00 | 0.525 | 0.482 | 0.763 | 0.591 | 0.783 | 0.141 | 0.781 | 0.121 | 0.783 | 0.093 | 0.724 | 0.955 | 0.773 | 0.058 | 0.355 | 0.574 | 0.699 | 0.374
2024-05-04 12:00 | 0.529 | 0.325 | 0.771 | 0.625 | 0.786 | 0.11 | 0.779 | 0.095 | 0.782 | 0.091 | 0.74 | 0.954 | 0.778 | 0.041 | 0.597 | 0.524 | 0.707 | 0.397
2024-05-04 13:00 | 0.495 | 0.233 | 0.733 | 0.61 | 0.741 | 0.091 | 0.732 | 0.082 | 0.735 | 0.093 | 0.728 | 0.933 | 0.736 | 0.029 | 0.68 | 0.455 | 0.657 | 0.441
2024-05-04 14:00 | 0.33 | 0.208 | 0.646 | 0.583 | 0.648 | 0.076 | 0.634 | 0.075 | 0.638 | 0.088 | 0.661 | 0.905 | 0.647 | 0.019 | 0.588 | 0.414 | 0.551 | 0.507
2024-05-04 15:00 | 0.196 | 0.258 | 0.505 | 0.537 | 0.5 | 0.06 | 0.484 | 0.079 | 0.487 | 0.076 | 0.54 | 0.86 | 0.504 | 0.011 | 0.311 | 0.427 | 0.385 | 0.551
2024-05-04 16:00 | 0.061 | 0.297 | 0.293 | 0.459 | 0.292 | 0.049 | 0.274 | 0.102 | 0.275 | 0.073 | 0.362 | 0.786 | 0.302 | 0.006 | 0.125 | 0.414 | 0.16 | 0.519
2024-05-04 17:00 | 0 | 0.276 | 0.029 | 0.542 | 0.027 | 0.051 | 0.019 | 0.2 | 0.017 | 0.103 | 0.135 | 0.692 | 0.038 | 0.005 | 0.042 | 0.456 | 0 | 0.397
2024-05-04 18:00 | 0 | 0.259 | 0 | 0.616 | 0 | 0.036 | 0 | 0.313 | 0 | 0.101 | 0 | 0.708 | 0 | 0.006 | 0 | 0.555 | 0 | 0.237
2024-05-04 19:00 | 0 | 0.275 | 0 | 0.625 | 0 | 0.023 | 0 | 0.337 | 0 | 0.084 | 0 | 0.731 | 0 | 0.016 | 0 | 0.648 | 0 | 0.128
2024-05-04 20:00 | 0 | 0.309 | 0 | 0.617 | 0 | 0.018 | 0 | 0.317 | 0 | 0.073 | 0 | 0.762 | 0 | 0.038 | 0 | 0.705 | 0 | 0.09
2024-05-04 21:00 | 0 | 0.345 | 0 | 0.613 | 0 | 0.017 | 0 | 0.282 | 0 | 0.072 | 0 | 0.79 | 0 | 0.054 | 0 | 0.705 | 0 | 0.079
2024-05-04 22:00 | 0 | 0.346 | 0 | 0.61 | 0 | 0.018 | 0 | 0.243 | 0 | 0.072 | 0 | 0.802 | 0 | 0.059 | 0 | 0.635 | 0 | 0.074
2024-05-04 23:00 | 0 | 0.37 | 0 | 0.599 | 0 | 0.019 | 0 | 0.2 | 0 | 0.068 | 0 | 0.813 | 0 | 0.062 | 0 | 0.55 | 0 | 0.07
2024-05-05 | 0 | 0.394 | 0 | 0.578 | 0 | 0.023 | 0 | 0.157 | 0 | 0.055 | 0 | 0.798 | 0 | 0.058 | 0 | 0.473 | 0 | 0.079
2024-05-05 01:00 | 0 | 0.395 | 0 | 0.546 | 0 | 0.025 | 0 | 0.113 | 0 | 0.034 | 0 | 0.752 | 0 | 0.052 | 0 | 0.389 | 0 | 0.09
2024-05-05 02:00 | 0 | 0.386 | 0 | 0.511 | 0 | 0.021 | 0 | 0.071 | 0 | 0.012 | 0 | 0.712 | 0 | 0.051 | 0 | 0.305 | 0 | 0.169
2024-05-05 03:00 | 0 | 0.391 | 0 | 0.464 | 0 | 0.015 | 0 | 0.037 | 0 | 0.003 | 0 | 0.687 | 0 | 0.054 | 0 | 0.233 | 0 | 0.3
2024-05-05 04:00 | 0 | 0.433 | 0 | 0.449 | 0 | 0.011 | 0 | 0.014 | 0 | 0.001 | 0 | 0.666 | 0 | 0.059 | 0 | 0.208 | 0 | 0.432
2024-05-05 05:00 | 0 | 0.51 | 0 | 0.401 | 0 | 0.007 | 0 | 0.004 | 0 | 0.001 | 0 | 0.626 | 0 | 0.065 | 0 | 0.219 | 0 | 0.501
2024-05-05 06:00 | 0 | 0.579 | 0 | 0.315 | 0.002 | 0.004 | 0.013 | 0.001 | 0.007 | 0.007 | 0 | 0.596 | 0 | 0.061 | 0 | 0.203 | 0.002 | 0.532
2024-05-05 07:00 | 0.029 | 0.637 | 0.071 | 0.218 | 0.229 | 0.001 | 0.269 | 0 | 0.257 | 0.018 | 0.036 | 0.558 | 0.207 | 0.035 | 0.007 | 0.197 | 0.136 | 0.515
2024-05-05 08:00 | 0.153 | 0.642 | 0.247 | 0.079 | 0.468 | 0 | 0.491 | 0 | 0.49 | 0.01 | 0.195 | 0.442 | 0.446 | 0.002 | 0.195 | 0.204 | 0.357 | 0.442
2024-05-05 09:00 | 0.319 | 0.773 | 0.442 | 0.023 | 0.63 | 0 | 0.644 | 0.004 | 0.644 | 0.029 | 0.376 | 0.42 | 0.61 | 0 | 0.443 | 0.25 | 0.531 | 0.466
2024-05-05 10:00 | 0.506 | 0.831 | 0.61 | 0.041 | 0.734 | 0 | 0.739 | 0.015 | 0.741 | 0.028 | 0.545 | 0.498 | 0.716 | 0.001 | 0.606 | 0.417 | 0.635 | 0.508
2024-05-05 11:00 | 0.59 | 0.858 | 0.67 | 0.028 | 0.786 | 0 | 0.783 | 0.021 | 0.789 | 0.015 | 0.663 | 0.744 | 0.77 | 0.001 | 0.707 | 0.583 | 0.683 | 0.49
2024-05-05 12:00 | 0.604 | 0.872 | 0.68 | 0.013 | 0.788 | 0 | 0.781 | 0.024 | 0.786 | 0.007 | 0.718 | 0.777 | 0.775 | 0.001 | 0.745 | 0.682 | 0.678 | 0.447
2024-05-05 13:00 | 0.558 | 0.867 | 0.634 | 0.006 | 0.742 | 0.001 | 0.733 | 0.028 | 0.736 | 0.005 | 0.689 | 0.697 | 0.734 | 0.002 | 0.722 | 0.699 | 0.619 | 0.42
2024-05-05 14:00 | 0.5 | 0.88 | 0.524 | 0.005 | 0.648 | 0.002 | 0.637 | 0.039 | 0.638 | 0.007 | 0.579 | 0.578 | 0.644 | 0.004 | 0.602 | 0.655 | 0.498 | 0.369
2024-05-05 15:00 | 0.381 | 0.907 | 0.365 | 0.007 | 0.498 | 0.006 | 0.488 | 0.059 | 0.482 | 0.013 | 0.452 | 0.46 | 0.5 | 0.005 | 0.422 | 0.583 | 0.305 | 0.281
2024-05-05 16:00 | 0.187 | 0.916 | 0.206 | 0.012 | 0.283 | 0.01 | 0.28 | 0.082 | 0.265 | 0.023 | 0.252 | 0.373 | 0.293 | 0.003 | 0.26 | 0.476 | 0.089 | 0.164
2024-05-05 17:00 | 0.005 | 0.92 | 0.016 | 0.022 | 0.022 | 0.004 | 0.02 | 0.102 | 0.014 | 0.019 | 0.057 | 0.375 | 0.033 | 0 | 0.07 | 0.255 | 0 | 0.079
2024-05-05 18:00 | 0 | 0.891 | 0 | 0.033 | 0 | 0 | 0 | 0.13 | 0 | 0.03 | 0 | 0.516 | 0 | 0 | 0 | 0.141 | 0 | 0.031
2024-05-05 19:00 | 0 | 0.886 | 0 | 0.046 | 0 | 0 | 0 | 0.18 | 0 | 0.109 | 0 | 0.666 | 0 | 0 | 0 | 0.092 | 0 | 0.017
2024-05-05 20:00 | 0 | 0.885 | 0 | 0.061 | 0 | 0 | 0 | 0.227 | 0 | 0.358 | 0 | 0.759 | 0 | 0 | 0 | 0.055 | 0 | 0.022
2024-05-05 21:00 | 0 | 0.884 | 0 | 0.071 | 0 | 0 | 0 | 0.239 | 0 | 0.626 | 0 | 0.799 | 0 | 0.002 | 0 | 0.033 | 0 | 0.041
2024-05-05 22:00 | 0 | 0.852 | 0 | 0.087 | 0 | 0.009 | 0 | 0.231 | 0 | 0.675 | 0 | 0.809 | 0 | 0.002 | 0 | 0.024 | 0 | 0.075
2024-05-05 23:00 | 0 | 0.789 | 0 | 0.134 | 0 | 0.147 | 0 | 0.245 | 0 | 0.645 | 0 | 0.82 | 0 | 0.001 | 0 | 0.033 | 0 | 0.119
2024-05-06 | 0 | 0.717 | 0 | 0.223 | 0 | 0.421 | 0 | 0.305 | 0 | 0.568 | 0 | 0.833 | 0 | 0.018 | 0 | 0.045 | 0 | 0.164
2024-05-06 01:00 | 0 | 0.661 | 0 | 0.32 | 0 | 0.595 | 0 | 0.374 | 0 | 0.462 | 0 | 0.843 | 0 | 0.148 | 0 | 0.057 | 0 | 0.209
2024-05-06 02:00 | 0 | 0.621 | 0 | 0.371 | 0 | 0.664 | 0 | 0.371 | 0 | 0.347 | 0 | 0.852 | 0 | 0.341 | 0 | 0.059 | 0 | 0.252
2024-05-06 03:00 | 0 | 0.582 | 0 | 0.368 | 0 | 0.651 | 0 | 0.316 | 0 | 0.259 | 0 | 0.86 | 0 | 0.432 | 0 | 0.052 | 0 | 0.291
2024-05-06 04:00 | 0 | 0.529 | 0 | 0.353 | 0 | 0.582 | 0 | 0.289 | 0 | 0.203 | 0 | 0.872 | 0 | 0.442 | 0 | 0.04 | 0 | 0.334
2024-05-06 05:00 | 0 | 0.507 | 0 | 0.362 | 0 | 0.507 | 0 | 0.291 | 0 | 0.171 | 0 | 0.881 | 0 | 0.432 | 0 | 0.022 | 0 | 0.374
2024-05-06 06:00 | 0 | 0.464 | 0 | 0.369 | 0.001 | 0.42 | 0.006 | 0.27 | 0.003 | 0.148 | 0 | 0.889 | 0 | 0.411 | 0 | 0.011 | 0.002 | 0.408
2024-05-06 07:00 | 0.029 | 0.352 | 0.105 | 0.286 | 0.21 | 0.244 | 0.161 | 0.199 | 0.178 | 0.068 | 0.072 | 0.889 | 0.198 | 0.291 | 0.003 | 0.007 | 0.137 | 0.391
2024-05-06 08:00 | 0.131 | 0.261 | 0.409 | 0.152 | 0.452 | 0.156 | 0.45 | 0.233 | 0.459 | 0.01 | 0.321 | 0.855 | 0.439 | 0.182 | 0.094 | 0.003 | 0.369 | 0.337
2024-05-06 09:00 | 0.243 | 0.107 | 0.59 | 0.119 | 0.62 | 0.186 | 0.631 | 0.244 | 0.627 | 0.043 | 0.512 | 0.866 | 0.606 | 0.261 | 0.2 | 0 | 0.563 | 0.38
2024-05-06 10:00 | 0.311 | 0.041 | 0.7 | 0.188 | 0.725 | 0.201 | 0.733 | 0.27 | 0.727 | 0.115 | 0.635 | 0.929 | 0.711 | 0.254 | 0.295 | 0 | 0.667 | 0.521
2024-05-06 11:00 | 0.364 | 0.024 | 0.754 | 0.308 | 0.78 | 0.238 | 0.779 | 0.277 | 0.782 | 0.169 | 0.708 | 0.913 | 0.77 | 0.264 | 0.351 | 0 | 0.711 | 0.603
2024-05-06 12:00 | 0.491 | 0.008 | 0.763 | 0.374 | 0.784 | 0.264 | 0.777 | 0.261 | 0.78 | 0.194 | 0.733 | 0.87 | 0.775 | 0.261 | 0.482 | 0 | 0.706 | 0.648
2024-05-06 13:00 | 0.408 | 0.02 | 0.724 | 0.434 | 0.74 | 0.274 | 0.728 | 0.242 | 0.729 | 0.211 | 0.707 | 0.819 | 0.733 | 0.239 | 0.536 | 0.003 | 0.65 | 0.69
2024-05-06 14:00 | 0.219 | 0.044 | 0.636 | 0.478 | 0.646 | 0.283 | 0.631 | 0.225 | 0.629 | 0.229 | 0.629 | 0.765 | 0.642 | 0.22 | 0.256 | 0.019 | 0.541 | 0.739
2024-05-06 15:00 | 0.105 | 0.158 | 0.49 | 0.501 | 0.494 | 0.295 | 0.477 | 0.224 | 0.471 | 0.245 | 0.497 | 0.719 | 0.495 | 0.205 | 0.116 | 0.027 | 0.375 | 0.77
2024-05-06 16:00 | 0.034 | 0.179 | 0.282 | 0.444 | 0.28 | 0.291 | 0.261 | 0.23 | 0.25 | 0.258 | 0.312 | 0.683 | 0.288 | 0.182 | 0.056 | 0.022 | 0.152 | 0.806
2024-05-06 17:00 | 0 | 0.182 | 0.027 | 0.407 | 0.021 | 0.306 | 0.015 | 0.275 | 0.01 | 0.318 | 0.087 | 0.66 | 0.03 | 0.192 | 0.01 | 0.005 | 0 | 0.85
2024-05-06 18:00 | 0 | 0.217 | 0 | 0.421 | 0 | 0.328 | 0 | 0.345 | 0 | 0.358 | 0 | 0.75 | 0 | 0.223 | 0 | 0 | 0 | 0.845
2024-05-06 19:00 | 0 | 0.251 | 0 | 0.411 | 0 | 0.334 | 0 | 0.363 | 0 | 0.358 | 0 | 0.791 | 0 | 0.264 | 0 | 0 | 0 | 0.841
2024-05-06 20:00 | 0 | 0.203 | 0 | 0.407 | 0 | 0.388 | 0 | 0.369 | 0 | 0.337 | 0 | 0.8 | 0 | 0.324 | 0 | 0 | 0 | 0.84
2024-05-06 21:00 | 0 | 0.131 | 0 | 0.422 | 0 | 0.47 | 0 | 0.388 | 0 | 0.335 | 0 | 0.766 | 0 | 0.358 | 0 | 0.001 | 0 | 0.837
2024-05-06 22:00 | 0 | 0.347 | 0 | 0.474 | 0 | 0.55 | 0 | 0.385 | 0 | 0.343 | 0 | 0.837 | 0 | 0.4 | 0 | 0 | 0 | 0.829
2024-05-06 23:00 | 0 | 0.467 | 0 | 0.566 | 0 | 0.58 | 0 | 0.361 | 0 | 0.346 | 0 | 0.881 | 0 | 0.452 | 0 | 0 | 0 | 0.801
2024-05-07 | 0 | 0.362 | 0 | 0.668 | 0 | 0.572 | 0 | 0.346 | 0 | 0.349 | 0 | 0.14 | 0 | 0.457 | 0 | 0 | 0 | 0.752
2024-05-07 01:00 | 0 | 0.275 | 0 | 0.739 | 0 | 0.557 | 0 | 0.321 | 0 | 0.351 | 0 | 0.045 | 0 | 0.451 | 0 | 0.005 | 0 | 0.724
2024-05-07 02:00 | 0 | 0.316 | 0 | 0.772 | 0 | 0.564 | 0 | 0.289 | 0 | 0.352 | 0 | 0.195 | 0 | 0.498 | 0 | 0.049 | 0 | 0.723
2024-05-07 03:00 | 0 | 0.271 | 0 | 0.739 | 0 | 0.559 | 0 | 0.253 | 0 | 0.358 | 0 | 0.277 | 0 | 0.481 | 0 | 0.127 | 0 | 0.737
2024-05-07 04:00 | 0 | 0.142 | 0 | 0.71 | 0 | 0.517 | 0 | 0.227 | 0 | 0.335 | 0 | 0.225 | 0 | 0.428 | 0 | 0.22 | 0 | 0.751
2024-05-07 05:00 | 0 | 0.181 | 0 | 0.63 | 0 | 0.424 | 0 | 0.205 | 0 | 0.264 | 0 | 0.125 | 0 | 0.346 | 0 | 0.315 | 0 | 0.744
2024-05-07 06:00 | 0 | 0.167 | 0 | 0.447 | 0 | 0.334 | 0.003 | 0.179 | 0 | 0.218 | 0 | 0.116 | 0 | 0.27 | 0 | 0.408 | 0.002 | 0.721
2024-05-07 07:00 | 0.005 | 0.274 | 0.049 | 0.191 | 0.1 | 0.256 | 0.132 | 0.119 | 0.101 | 0.164 | 0.046 | 0.18 | 0.124 | 0.157 | 0 | 0.437 | 0.178 | 0.664
2024-05-07 08:00 | 0.032 | 0.491 | 0.121 | 0.045 | 0.338 | 0.389 | 0.408 | 0.118 | 0.305 | 0.279 | 0.245 | 0.213 | 0.348 | 0.125 | 0.024 | 0.405 | 0.405 | 0.525
2024-05-07 09:00 | 0.073 | 0.571 | 0.133 | 0.019 | 0.6 | 0.432 | 0.634 | 0.072 | 0.592 | 0.267 | 0.462 | 0.206 | 0.547 | 0.206 | 0.079 | 0.429 | 0.57 | 0.386
2024-05-07 10:00 | 0.119 | 0.562 | 0.187 | 0.006 | 0.714 | 0.403 | 0.732 | 0.046 | 0.72 | 0.231 | 0.648 | 0.241 | 0.668 | 0.252 | 0.191 | 0.538 | 0.67 | 0.277
2024-05-07 11:00 | 0.159 | 0.734 | 0.277 | 0.077 | 0.737 | 0.356 | 0.776 | 0.023 | 0.757 | 0.22 | 0.748 | 0.344 | 0.707 | 0.248 | 0.316 | 0.627 | 0.712 | 0.179
2024-05-07 12:00 | 0.158 | 0.866 | 0.293 | 0.284 | 0.722 | 0.367 | 0.773 | 0.009 | 0.729 | 0.25 | 0.785 | 0.454 | 0.722 | 0.27 | 0.429 | 0.631 | 0.706 | 0.113
2024-05-07 13:00 | 0.149 | 0.86 | 0.332 | 0.461 | 0.659 | 0.391 | 0.713 | 0.006 | 0.667 | 0.27 | 0.771 | 0.527 | 0.668 | 0.318 | 0.47 | 0.642 | 0.648 | 0.082
2024-05-07 14:00 | 0.115 | 0.866 | 0.463 | 0.646 | 0.546 | 0.405 | 0.548 | 0.005 | 0.574 | 0.256 | 0.705 | 0.543 | 0.558 | 0.352 | 0.416 | 0.55 | 0.523 | 0.126
2024-05-07 15:00 | 0.059 | 0.913 | 0.298 | 0.661 | 0.38 | 0.415 | 0.375 | 0.005 | 0.428 | 0.226 | 0.582 | 0.538 | 0.386 | 0.358 | 0.201 | 0.513 | 0.342 | 0.171
2024-05-07 16:00 | 0.015 | 0.876 | 0.104 | 0.52 | 0.181 | 0.352 | 0.168 | 0.005 | 0.222 | 0.178 | 0.397 | 0.513 | 0.167 | 0.264 | 0.111 | 0.38 | 0.11 | 0.192
2024-05-07 17:00 | 0 | 0.725 | 0.004 | 0.548 | 0.009 | 0.194 | 0.008 | 0.019 | 0.008 | 0.113 | 0.15 | 0.402 | 0.01 | 0.13 | 0.042 | 0.203 | 0 | 0.164
2024-05-07 18:00 | 0 | 0.708 | 0 | 0.564 | 0 | 0.142 | 0 | 0.065 | 0 | 0.078 | 0 | 0.372 | 0 | 0.12 | 0 | 0.146 | 0 | 0.068
2024-05-07 19:00 | 0 | 0.7 | 0 | 0.522 | 0 | 0.158 | 0 | 0.124 | 0 | 0.062 | 0 | 0.368 | 0 | 0.194 | 0 | 0.114 | 0 | 0.214
2024-05-07 20:00 | 0 | 0.591 | 0 | 0.466 | 0 | 0.258 | 0 | 0.196 | 0 | 0.101 | 0 | 0.38 | 0 | 0.291 | 0 | 0.099 | 0 | 0.308
2024-05-07 21:00 | 0 | 0.656 | 0 | 0.35 | 0 | 0.413 | 0 | 0.281 | 0 | 0.18 | 0 | 0.388 | 0 | 0.374 | 0 | 0.104 | 0 | 0.163
2024-05-07 22:00 | 0 | 0.739 | 0 | 0.294 | 0 | 0.525 | 0 | 0.328 | 0 | 0.288 | 0 | 0.376 | 0 | 0.364 | 0 | 0.096 | 0 | 0.161
2024-05-07 23:00 | 0 | 0.769 | 0 | 0.251 | 0 | 0.517 | 0 | 0.312 | 0 | 0.32 | 0 | 0.398 | 0 | 0.265 | 0 | 0.094 | 0 | 0.432
2024-05-08 | 0 | 0.788 | 0 | 0.233 | 0 | 0.414 | 0 | 0.281 | 0 | 0.281 | 0 | 0.416 | 0 | 0.132 | 0 | 0.106 | 0 | 0.805
2024-05-08 01:00 | 0 | 0.812 | 0 | 0.202 | 0 | 0.308 | 0 | 0.278 | 0 | 0.203 | 0 | 0.386 | 0 | 0.079 | 0 | 0.118 | 0 | 0.894
2024-05-08 02:00 | 0 | 0.829 | 0 | 0.164 | 0 | 0.229 | 0 | 0.27 | 0 | 0.139 | 0 | 0.343 | 0 | 0.11 | 0 | 0.101 | 0 | 0.766
2024-05-08 03:00 | 0 | 0.834 | 0 | 0.159 | 0 | 0.227 | 0 | 0.217 | 0 | 0.082 | 0 | 0.332 | 0 | 0.201 | 0 | 0.078 | 0 | 0.629
2024-05-08 04:00 | 0 | 0.84 | 0 | 0.179 | 0 | 0.218 | 0 | 0.151 | 0 | 0.039 | 0 | 0.349 | 0 | 0.286 | 0 | 0.066 | 0 | 0.646
2024-05-08 05:00 | 0 | 0.84 | 0 | 0.16 | 0 | 0.187 | 0 | 0.115 | 0 | 0.022 | 0 | 0.356 | 0 | 0.267 | 0 | 0.045 | 0 | 0.621
2024-05-08 06:00 | 0 | 0.821 | 0 | 0.102 | 0 | 0.157 | 0.008 | 0.097 | 0.003 | 0.015 | 0 | 0.343 | 0 | 0.219 | 0 | 0.028 | 0.003 | 0.605
2024-05-08 07:00 | 0.051 | 0.797 | 0.153 | 0.049 | 0.14 | 0.112 | 0.239 | 0.059 | 0.215 | 0.007 | 0.088 | 0.285 | 0.167 | 0.147 | 0.003 | 0.046 | 0.217 | 0.556
2024-05-08 08:00 | 0.209 | 0.761 | 0.439 | 0.044 | 0.447 | 0.058 | 0.467 | 0.069 | 0.45 | 0.02 | 0.365 | 0.087 | 0.434 | 0.058 | 0.168 | 0.054 | 0.452 | 0.574
2024-05-08 09:00 | 0.361 | 0.79 | 0.636 | 0.124 | 0.621 | 0.012 | 0.622 | 0.064 | 0.611 | 0.088 | 0.566 | 0.109 | 0.606 | 0.003 | 0.41 | 0.049 | 0.614 | 0.794
2024-05-08 10:00 | 0.513 | 0.756 | 0.751 | 0.153 | 0.732 | 0.068 | 0.718 | 0.059 | 0.716 | 0.223 | 0.698 | 0.063 | 0.715 | 0.009 | 0.599 | 0.039 | 0.713 | 0.86
2024-05-08 11:00 | 0.599 | 0.705 | 0.813 | 0.139 | 0.785 | 0.205 | 0.735 | 0.078 | 0.729 | 0.358 | 0.774 | 0.049 | 0.77 | 0.095 | 0.694 | 0.012 | 0.756 | 0.849
2024-05-08 12:00 | 0.613 | 0.664 | 0.822 | 0.104 | 0.79 | 0.31 | 0.688 | 0.112 | 0.681 | 0.407 | 0.798 | 0.039 | 0.778 | 0.179 | 0.734 | 0.002 | 0.751 | 0.823
2024-05-08 13:00 | 0.509 | 0.602 | 0.78 | 0.069 | 0.749 | 0.351 | 0.654 | 0.124 | 0.646 | 0.386 | 0.775 | 0.025 | 0.738 | 0.218 | 0.724 | 0 | 0.696 | 0.792
2024-05-08 14:00 | 0.423 | 0.547 | 0.686 | 0.045 | 0.657 | 0.329 | 0.55 | 0.114 | 0.577 | 0.32 | 0.702 | 0.013 | 0.648 | 0.214 | 0.659 | 0 | 0.587 | 0.748
2024-05-08 15:00 | 0.277 | 0.444 | 0.537 | 0.038 | 0.512 | 0.271 | 0.412 | 0.088 | 0.406 | 0.23 | 0.578 | 0.006 | 0.507 | 0.184 | 0.538 | 0 | 0.42 | 0.679
2024-05-08 16:00 | 0.114 | 0.294 | 0.324 | 0.044 | 0.304 | 0.205 | 0.2 | 0.051 | 0.199 | 0.12 | 0.395 | 0.002 | 0.307 | 0.145 | 0.356 | 0.001 | 0.188 | 0.62
2024-05-08 17:00 | 0.002 | 0.195 | 0.033 | 0.087 | 0.025 | 0.236 | 0.004 | 0.018 | 0.008 | 0.058 | 0.148 | 0.001 | 0.035 | 0.186 | 0.124 | 0.026 | 0 | 0.662
2024-05-08 18:00 | 0 | 0.123 | 0 | 0.167 | 0 | 0.345 | 0 | 0.013 | 0 | 0.045 | 0 | 0.013 | 0 | 0.338 | 0 | 0.061 | 0 | 0.677
2024-05-08 19:00 | 0 | 0.078 | 0 | 0.226 | 0 | 0.445 | 0 | 0.058 | 0 | 0.08 | 0 | 0.11 | 0 | 0.527 | 0 | 0.077 | 0 | 0.606
2024-05-08 20:00 | 0 | 0.041 | 0 | 0.241 | 0 | 0.47 | 0 | 0.197 | 0 | 0.133 | 0 | 0.286 | 0 | 0.609 | 0 | 0.1 | 0 | 0.517
2024-05-08 21:00 | 0 | 0.009 | 0 | 0.227 | 0 | 0.454 | 0 | 0.492 | 0 | 0.168 | 0 | 0.463 | 0 | 0.606 | 0 | 0.13 | 0 | 0.497
2024-05-08 22:00 | 0 | 0.005 | 0 | 0.233 | 0 | 0.41 | 0 | 0.635 | 0 | 0.178 | 0 | 0.572 | 0 | 0.58 | 0 | 0.149 | 0 | 0.525
2024-05-08 23:00 | 0 | 0.086 | 0 | 0.251 | 0 | 0.336 | 0 | 0.549 | 0 | 0.146 | 0 | 0.613 | 0 | 0.532 | 0 | 0.142 | 0 | 0.556
2024-05-09 | 0 | 0.213 | 0 | 0.243 | 0 | 0.27 | 0 | 0.425 | 0 | 0.104 | 0 | 0.61 | 0 | 0.471 | 0 | 0.114 | 0 | 0.571
2024-05-09 01:00 | 0 | 0.238 | 0 | 0.265 | 0 | 0.255 | 0 | 0.49 | 0 | 0.084 | 0 | 0.59 | 0 | 0.425 | 0 | 0.083 | 0 | 0.561
2024-05-09 02:00 | 0 | 0.279 | 0 | 0.322 | 0 | 0.259 | 0 | 0.519 | 0 | 0.081 | 0 | 0.572 | 0 | 0.41 | 0 | 0.054 | 0 | 0.526
2024-05-09 03:00 | 0 | 0.299 | 0 | 0.328 | 0 | 0.268 | 0 | 0.519 | 0 | 0.08 | 0 | 0.571 | 0 | 0.413 | 0 | 0.03 | 0 | 0.476
2024-05-09 04:00 | 0 | 0.313 | 0 | 0.3 | 0 | 0.31 | 0 | 0.488 | 0 | 0.077 | 0 | 0.587 | 0 | 0.444 | 0 | 0.011 | 0 | 0.407
2024-05-09 05:00 | 0 | 0.341 | 0 | 0.313 | 0 | 0.358 | 0 | 0.485 | 0 | 0.078 | 0 | 0.605 | 0 | 0.495 | 0 | 0.003 | 0 | 0.346
2024-05-09 06:00 | 0 | 0.348 | 0 | 0.328 | 0.001 | 0.346 | 0.005 | 0.472 | 0.001 | 0.073 | 0 | 0.599 | 0 | 0.495 | 0 | 0 | 0.002 | 0.309
2024-05-09 07:00 | 0.12 | 0.309 | 0.174 | 0.243 | 0.221 | 0.217 | 0.215 | 0.505 | 0.101 | 0.044 | 0.089 | 0.544 | 0.202 | 0.312 | 0.005 | 0 | 0.155 | 0.237
2024-05-09 08:00 | 0.372 | 0.141 | 0.446 | 0.062 | 0.455 | 0.09 | 0.471 | 0.498 | 0.272 | 0.024 | 0.369 | 0.269 | 0.426 | 0.124 | 0.207 | 0 | 0.38 | 0.121
2024-05-09 09:00 | 0.559 | 0.079 | 0.634 | 0.015 | 0.633 | 0.112 | 0.636 | 0.379 | 0.544 | 0.044 | 0.571 | 0.142 | 0.618 | 0.099 | 0.429 | 0 | 0.562 | 0.07
2024-05-09 10:00 | 0.673 | 0.147 | 0.748 | 0.002 | 0.744 | 0.104 | 0.736 | 0.218 | 0.735 | 0.068 | 0.693 | 0.28 | 0.724 | 0.071 | 0.587 | 0 | 0.669 | 0.052
2024-05-09 11:00 | 0.731 | 0.134 | 0.808 | 0 | 0.793 | 0.125 | 0.781 | 0.073 | 0.785 | 0.09 | 0.761 | 0.144 | 0.777 | 0.06 | 0.701 | 0 | 0.727 | 0.042
2024-05-09 12:00 | 0.74 | 0.074 | 0.815 | 0 | 0.792 | 0.131 | 0.778 | 0.02 | 0.781 | 0.115 | 0.784 | 0.096 | 0.779 | 0.055 | 0.742 | 0.001 | 0.735 | 0.036
2024-05-09 13:00 | 0.699 | 0.039 | 0.772 | 0 | 0.745 | 0.118 | 0.707 | 0 | 0.73 | 0.118 | 0.76 | 0.079 | 0.734 | 0.052 | 0.729 | 0.002 | 0.681 | 0.033
2024-05-09 14:00 | 0.608 | 0.03 | 0.678 | 0 | 0.65 | 0.102 | 0.581 | 0 | 0.632 | 0.102 | 0.691 | 0.07 | 0.642 | 0.045 | 0.665 | 0.001 | 0.574 | 0.03
2024-05-09 15:00 | 0.46 | 0.06 | 0.529 | 0 | 0.499 | 0.087 | 0.445 | 0 | 0.472 | 0.079 | 0.569 | 0.061 | 0.496 | 0.034 | 0.547 | 0 | 0.406 | 0.03
2024-05-09 16:00 | 0.249 | 0.162 | 0.317 | 0 | 0.286 | 0.071 | 0.224 | 0.001 | 0.25 | 0.063 | 0.389 | 0.05 | 0.289 | 0.022 | 0.368 | 0.002 | 0.175 | 0.034
2024-05-09 17:00 | 0.008 | 0.34 | 0.03 | 0 | 0.02 | 0.064 | 0.01 | 0.066 | 0.008 | 0.081 | 0.144 | 0.037 | 0.027 | 0.017 | 0.131 | 0.075 | 0 | 0.023
2024-05-09 18:00 | 0 | 0.394 | 0 | 0.002 | 0 | 0.047 | 0 | 0.213 | 0 | 0.088 | 0 | 0.033 | 0 | 0.015 | 0 | 0.191 | 0 | 0.009
2024-05-09 19:00 | 0 | 0.368 | 0 | 0.015 | 0 | 0.031 | 0 | 0.301 | 0 | 0.077 | 0 | 0.047 | 0 | 0.014 | 0 | 0.253 | 0 | 0.003
2024-05-09 20:00 | 0 | 0.314 | 0 | 0.04 | 0 | 0.022 | 0 | 0.313 | 0 | 0.063 | 0 | 0.079 | 0 | 0.014 | 0 | 0.289 | 0 | 0.001
2024-05-09 21:00 | 0 | 0.243 | 0 | 0.065 | 0 | 0.018 | 0 | 0.278 | 0 | 0.053 | 0 | 0.133 | 0 | 0.014 | 0 | 0.316 | 0 | 0.002
2024-05-09 22:00 | 0 | 0.16 | 0 | 0.09 | 0 | 0.014 | 0 | 0.243 | 0 | 0.053 | 0 | 0.213 | 0 | 0.011 | 0 | 0.341 | 0 | 0.006
2024-05-09 23:00 | 0 | 0.1 | 0 | 0.1 | 0 | 0.011 | 0 | 0.207 | 0 | 0.051 | 0 | 0.302 | 0 | 0.008 | 0 | 0.328 | 0 | 0.015
2024-05-10 | 0 | 0.073 | 0 | 0.097 | 0 | 0.008 | 0 | 0.172 | 0 | 0.044 | 0 | 0.388 | 0 | 0.005 | 0 | 0.295 | 0 | 0.027
2024-05-10 01:00 | 0 | 0.094 | 0 | 0.096 | 0 | 0.004 | 0 | 0.146 | 0 | 0.038 | 0 | 0.488 | 0 | 0.004 | 0 | 0.247 | 0 | 0.047
2024-05-10 02:00 | 0 | 0.158 | 0 | 0.094 | 0 | 0.001 | 0 | 0.12 | 0 | 0.034 | 0 | 0.605 | 0 | 0.004 | 0 | 0.186 | 0 | 0.07
2024-05-10 03:00 | 0 | 0.254 | 0 | 0.094 | 0 | 0 | 0 | 0.091 | 0 | 0.03 | 0 | 0.707 | 0 | 0.003 | 0 | 0.147 | 0 | 0.088
2024-05-10 04:00 | 0 | 0.415 | 0 | 0.095 | 0 | 0 | 0 | 0.064 | 0 | 0.025 | 0 | 0.753 | 0 | 0.002 | 0 | 0.127 | 0 | 0.096
2024-05-10 05:00 | 0 | 0.542 | 0 | 0.111 | 0 | 0 | 0 | 0.037 | 0 | 0.021 | 0 | 0.757 | 0 | 0.001 | 0 | 0.115 | 0 | 0.102
2024-05-10 06:00 | 0 | 0.601 | 0 | 0.127 | 0 | 0 | 0.003 | 0.017 | 0.003 | 0.015 | 0 | 0.732 | 0 | 0 | 0 | 0.112 | 0.003 | 0.107
2024-05-10 07:00 | 0.128 | 0.604 | 0.177 | 0.131 | 0.227 | 0 | 0.156 | 0.002 | 0.218 | 0.006 | 0.079 | 0.679 | 0.194 | 0 | 0.002 | 0.117 | 0.209 | 0.093
2024-05-10 08:00 | 0.38 | 0.417 | 0.438 | 0.049 | 0.473 | 0 | 0.432 | 0 | 0.455 | 0.006 | 0.351 | 0.395 | 0.438 | 0 | 0.131 | 0.121 | 0.439 | 0.039
2024-05-10 09:00 | 0.559 | 0.107 | 0.619 | 0.003 | 0.639 | 0.02 | 0.629 | 0 | 0.642 | 0.038 | 0.549 | 0.18 | 0.607 | 0.001 | 0.34 | 0.089 | 0.599 | 0.02
2024-05-10 10:00 | 0.67 | 0.002 | 0.728 | 0.01 | 0.743 | 0.077 | 0.725 | 0.002 | 0.743 | 0.072 | 0.672 | 0.372 | 0.714 | 0.012 | 0.482 | 0.063 | 0.7 | 0.027
2024-05-10 11:00 | 0.724 | 0 | 0.786 | 0.007 | 0.795 | 0.066 | 0.769 | 0.002 | 0.791 | 0.058 | 0.736 | 0.42 | 0.77 | 0.011 | 0.524 | 0.054 | 0.748 | 0.014
2024-05-10 12:00 | 0.731 | 0 | 0.794 | 0.003 | 0.798 | 0.044 | 0.767 | 0.002 | 0.79 | 0.036 | 0.756 | 0.233 | 0.775 | 0.006 | 0.572 | 0.034 | 0.745 | 0.009
2024-05-10 13:00 | 0.691 | 0 | 0.753 | 0.001 | 0.754 | 0.029 | 0.719 | 0.003 | 0.742 | 0.02 | 0.733 | 0.136 | 0.733 | 0.004 | 0.651 | 0.025 | 0.69 | 0.027
2024-05-10 14:00 | 0.601 | 0.001 | 0.663 | 0.001 | 0.658 | 0.018 | 0.622 | 0.004 | 0.643 | 0.009 | 0.664 | 0.088 | 0.642 | 0.002 | 0.643 | 0.019 | 0.583 | 0.062
2024-05-10 15:00 | 0.455 | 0.014 | 0.517 | 0 | 0.509 | 0.01 | 0.47 | 0.008 | 0.489 | 0.003 | 0.544 | 0.063 | 0.498 | 0.001 | 0.536 | 0.02 | 0.416 | 0.098
2024-05-10 16:00 | 0.246 | 0.097 | 0.309 | 0 | 0.298 | 0.008 | 0.258 | 0.02 | 0.272 | 0.001 | 0.367 | 0.057 | 0.293 | 0 | 0.359 | 0.076 | 0.187 | 0.14
2024-05-10 17:00 | 0.007 | 0.259 | 0.028 | 0.001 | 0.021 | 0.014 | 0.012 | 0.071 | 0.011 | 0.001 | 0.126 | 0.095 | 0.028 | 0.001 | 0.12 | 0.243 | 0 | 0.179
2024-05-10 18:00 | 0 | 0.344 | 0 | 0.001 | 0 | 0.03 | 0 | 0.128 | 0 | 0.002 | 0 | 0.168 | 0 | 0.005 | 0 | 0.383 | 0 | 0.18
2024-05-10 19:00 | 0 | 0.369 | 0 | 0.003 | 0 | 0.056 | 0 | 0.16 | 0 | 0.011 | 0 | 0.27 | 0 | 0.027 | 0 | 0.437 | 0 | 0.16
2024-05-10 20:00 | 0 | 0.325 | 0 | 0.008 | 0 | 0.09 | 0 | 0.199 | 0 | 0.059 | 0 | 0.388 | 0 | 0.079 | 0 | 0.441 | 0 | 0.148
2024-05-10 21:00 | 0 | 0.266 | 0 | 0.016 | 0 | 0.133 | 0 | 0.235 | 0 | 0.144 | 0 | 0.508 | 0 | 0.154 | 0 | 0.367 | 0 | 0.152
2024-05-10 22:00 | 0 | 0.217 | 0 | 0.031 | 0 | 0.177 | 0 | 0.249 | 0 | 0.19 | 0 | 0.611 | 0 | 0.248 | 0 | 0.227 | 0 | 0.167
2024-05-10 23:00 | 0 | 0.194 | 0 | 0.05 | 0 | 0.212 | 0 | 0.238 | 0 | 0.182 | 0 | 0.69 | 0 | 0.355 | 0 | 0.12 | 0 | 0.175
2024-05-11 | 0 | 0.223 | 0 | 0.076 | 0 | 0.219 | 0 | 0.22 | 0 | 0.15 | 0 | 0.751 | 0 | 0.434 | 0 | 0.069 | 0 | 0.161
2024-05-11 01:00 | 0 | 0.334 | 0 | 0.112 | 0 | 0.167 | 0 | 0.191 | 0 | 0.113 | 0 | 0.788 | 0 | 0.452 | 0 | 0.03 | 0 | 0.144
2024-05-11 02:00 | 0 | 0.484 | 0 | 0.148 | 0 | 0.104 | 0 | 0.16 | 0 | 0.086 | 0 | 0.787 | 0 | 0.401 | 0 | 0.007 | 0 | 0.12
2024-05-11 03:00 | 0 | 0.561 | 0 | 0.174 | 0 | 0.067 | 0 | 0.122 | 0 | 0.069 | 0 | 0.762 | 0 | 0.32 | 0 | 0 | 0 | 0.095
2024-05-11 04:00 | 0 | 0.613 | 0 | 0.186 | 0 | 0.056 | 0 | 0.087 | 0 | 0.052 | 0 | 0.741 | 0 | 0.234 | 0 | 0 | 0 | 0.082
2024-05-11 05:00 | 0 | 0.663 | 0 | 0.187 | 0 | 0.065 | 0 | 0.059 | 0 | 0.031 | 0 | 0.737 | 0 | 0.179 | 0 | 0 | 0 | 0.084
2024-05-11 06:00 | 0 | 0.711 | 0 | 0.183 | 0 | 0.069 | 0.002 | 0.035 | 0.002 | 0.011 | 0 | 0.739 | 0 | 0.156 | 0 | 0 | 0.002 | 0.107
2024-05-11 07:00 | 0.118 | 0.737 | 0.174 | 0.162 | 0.205 | 0.046 | 0.139 | 0.008 | 0.201 | 0.002 | 0.072 | 0.72 | 0.2 | 0.109 | 0.001 | 0 | 0.211 | 0.145
2024-05-11 08:00 | 0.368 | 0.591 | 0.436 | 0.054 | 0.43 | 0.006 | 0.397 | 0 | 0.415 | 0 | 0.34 | 0.56 | 0.446 | 0.019 | 0.094 | 0 | 0.442 | 0.173
2024-05-11 09:00 | 0.553 | 0.363 | 0.617 | 0.002 | 0.627 | 0 | 0.627 | 0.001 | 0.64 | 0 | 0.537 | 0.45 | 0.614 | 0 | 0.205 | 0 | 0.602 | 0.22
2024-05-11 10:00 | 0.663 | 0.217 | 0.725 | 0 | 0.738 | 0 | 0.727 | 0.02 | 0.738 | 0.001 | 0.661 | 0.479 | 0.717 | 0 | 0.298 | 0.001 | 0.702 | 0.234
2024-05-11 11:00 | 0.713 | 0.124 | 0.783 | 0 | 0.79 | 0 | 0.772 | 0.032 | 0.789 | 0 | 0.727 | 0.523 | 0.772 | 0 | 0.41 | 0.009 | 0.748 | 0.238
2024-05-11 12:00 | 0.713 | 0.066 | 0.791 | 0 | 0.792 | 0 | 0.772 | 0.033 | 0.787 | 0 | 0.747 | 0.394 | 0.778 | 0 | 0.513 | 0.031 | 0.743 | 0.247
2024-05-11 13:00 | 0.668 | 0.042 | 0.75 | 0.001 | 0.747 | 0 | 0.724 | 0.03 | 0.737 | 0 | 0.724 | 0.27 | 0.736 | 0 | 0.553 | 0.065 | 0.687 | 0.278
2024-05-11 14:00 | 0.575 | 0.013 | 0.66 | 0.001 | 0.657 | 0 | 0.628 | 0.026 | 0.644 | 0 | 0.655 | 0.18 | 0.646 | 0 | 0.483 | 0.103 | 0.58 | 0.338
2024-05-11 15:00 | 0.421 | 0 | 0.515 | 0.001 | 0.507 | 0 | 0.478 | 0.023 | 0.49 | 0 | 0.536 | 0.126 | 0.501 | 0 | 0.332 | 0.155 | 0.414 | 0.422
2024-05-11 16:00 | 0.202 | 0.003 | 0.307 | 0.001 | 0.295 | 0.001 | 0.266 | 0.027 | 0.273 | 0 | 0.36 | 0.106 | 0.294 | 0 | 0.161 | 0.213 | 0.183 | 0.477
2024-05-11 17:00 | 0.003 | 0.008 | 0.026 | 0.001 | 0.019 | 0.006 | 0.013 | 0.061 | 0.011 | 0.001 | 0.119 | 0.178 | 0.027 | 0 | 0.032 | 0.255 | 0 | 0.485
2024-05-11 18:00 | 0 | 0 | 0 | 0.002 | 0 | 0.018 | 0 | 0.107 | 0 | 0.001 | 0 | 0.3 | 0 | 0.001 | 0 | 0.324 | 0 | 0.434
2024-05-11 19:00 | 0 | 0.03 | 0 | 0.011 | 0 | 0.043 | 0 | 0.148 | 0 | 0.001 | 0 | 0.403 | 0 | 0.01 | 0 | 0.429 | 0 | 0.386
2024-05-11 20:00 | 0 | 0.516 | 0 | 0.027 | 0 | 0.083 | 0 | 0.17 | 0 | 0.001 | 0 | 0.454 | 0 | 0.039 | 0 | 0.491 | 0 | 0.392
2024-05-11 21:00 | 0 | 0.783 | 0 | 0.045 | 0 | 0.131 | 0 | 0.163 | 0 | 0.001 | 0 | 0.458 | 0 | 0.096 | 0 | 0.493 | 0 | 0.441
2024-05-11 22:00 | 0 | 0.743 | 0 | 0.057 | 0 | 0.165 | 0 | 0.135 | 0 | 0.001 | 0 | 0.442 | 0 | 0.167 | 0 | 0.538 | 0 | 0.46
2024-05-11 23:00 | 0 | 0.737 | 0 | 0.051 | 0 | 0.206 | 0 | 0.092 | 0 | 0.002 | 0 | 0.438 | 0 | 0.283 | 0 | 0.578 | 0 | 0.433
2024-05-12 | 0 | 0.73 | 0 | 0.039 | 0 | 0.253 | 0 | 0.051 | 0 | 0.004 | 0 | 0.47 | 0 | 0.407 | 0 | 0.579 | 0 | 0.377
2024-05-12 01:00 | 0 | 0.703 | 0 | 0.033 | 0 | 0.272 | 0 | 0.02 | 0 | 0.008 | 0 | 0.535 | 0 | 0.468 | 0 | 0.547 | 0 | 0.305
2024-05-12 02:00 | 0 | 0.625 | 0 | 0.032 | 0 | 0.267 | 0 | 0.005 | 0 | 0.02 | 0 | 0.624 | 0 | 0.48 | 0 | 0.539 | 0 | 0.225
2024-05-12 03:00 | 0 | 0.498 | 0 | 0.036 | 0 | 0.263 | 0 | 0.001 | 0 | 0.041 | 0 | 0.701 | 0 | 0.47 | 0 | 0.59 | 0 | 0.154
2024-05-12 04:00 | 0 | 0.378 | 0 | 0.05 | 0 | 0.253 | 0 | 0.002 | 0 | 0.069 | 0 | 0.729 | 0 | 0.449 | 0 | 0.581 | 0 | 0.111
2024-05-12 05:00 | 0 | 0.258 | 0 | 0.076 | 0 | 0.234 | 0 | 0.008 | 0 | 0.105 | 0 | 0.701 | 0 | 0.4 | 0 | 0.569 | 0 | 0.079
2024-05-12 06:00 | 0 | 0.13 | 0 | 0.094 | 0 | 0.214 | 0.007 | 0.025 | 0.004 | 0.153 | 0 | 0.663 | 0 | 0.351 | 0 | 0.547 | 0.002 | 0.097
2024-05-12 07:00 | 0.042 | 0.05 | 0.162 | 0.119 | 0.234 | 0.167 | 0.258 | 0.036 | 0.258 | 0.172 | 0.067 | 0.608 | 0.204 | 0.251 | 0.001 | 0.532 | 0.208 | 0.223
2024-05-12 08:00 | 0.211 | 0.005 | 0.421 | 0.058 | 0.481 | 0.035 | 0.487 | 0.025 | 0.497 | 0.057 | 0.335 | 0.347 | 0.452 | 0.041 | 0.081 | 0.477 | 0.431 | 0.276
2024-05-12 09:00 | 0.461 | 0 | 0.602 | 0.006 | 0.645 | 0.001 | 0.641 | 0.011 | 0.655 | 0.027 | 0.534 | 0.184 | 0.619 | 0.001 | 0.218 | 0.433 | 0.588 | 0.388
2024-05-12 10:00 | 0.606 | 0 | 0.708 | 0.015 | 0.743 | 0 | 0.737 | 0.003 | 0.747 | 0.025 | 0.657 | 0.334 | 0.722 | 0 | 0.35 | 0.513 | 0.685 | 0.469
2024-05-12 11:00 | 0.669 | 0.002 | 0.762 | 0.029 | 0.796 | 0 | 0.782 | 0.002 | 0.794 | 0.008 | 0.724 | 0.281 | 0.781 | 0 | 0.458 | 0.489 | 0.73 | 0.445
2024-05-12 12:00 | 0.685 | 0.009 | 0.771 | 0.016 | 0.796 | 0 | 0.779 | 0.002 | 0.791 | 0.001 | 0.748 | 0.228 | 0.784 | 0 | 0.519 | 0.391 | 0.725 | 0.367
2024-05-12 13:00 | 0.649 | 0.037 | 0.731 | 0.007 | 0.75 | 0 | 0.731 | 0.003 | 0.741 | 0 | 0.726 | 0.199 | 0.741 | 0 | 0.535 | 0.299 | 0.668 | 0.302
2024-05-12 14:00 | 0.553 | 0.083 | 0.643 | 0.004 | 0.657 | 0 | 0.635 | 0.005 | 0.644 | 0 | 0.658 | 0.171 | 0.652 | 0 | 0.533 | 0.236 | 0.561 | 0.251
2024-05-12 15:00 | 0.392 | 0.149 | 0.499 | 0.005 | 0.508 | 0 | 0.485 | 0.012 | 0.49 | 0 | 0.539 | 0.147 | 0.507 | 0 | 0.424 | 0.184 | 0.382 | 0.207
2024-05-12 16:00 | 0.166 | 0.248 | 0.293 | 0.012 | 0.296 | 0 | 0.276 | 0.03 | 0.274 | 0 | 0.361 | 0.126 | 0.301 | 0 | 0.191 | 0.173 | 0.15 | 0.176
2024-05-12 17:00 | 0.002 | 0.323 | 0.022 | 0.028 | 0.019 | 0 | 0.013 | 0.065 | 0.01 | 0.004 | 0.117 | 0.113 | 0.027 | 0 | 0.025 | 0.296 | 0 | 0.155
2024-05-12 18:00 | 0 | 0.325 | 0 | 0.058 | 0 | 0 | 0 | 0.099 | 0 | 0.029 | 0 | 0.118 | 0 | 0.001 | 0 | 0.447 | 0 | 0.129
2024-05-12 19:00 | 0 | 0.296 | 0 | 0.093 | 0 | 0.003 | 0 | 0.155 | 0 | 0.128 | 0 | 0.135 | 0 | 0.005 | 0 | 0.513 | 0 | 0.097
2024-05-12 20:00 | 0 | 0.294 | 0 | 0.127 | 0 | 0.024 | 0 | 0.227 | 0 | 0.364 | 0 | 0.16 | 0 | 0.025 | 0 | 0.547 | 0 | 0.086
2024-05-12 21:00 | 0 | 0.334 | 0 | 0.157 | 0 | 0.114 | 0 | 0.285 | 0 | 0.552 | 0 | 0.201 | 0 | 0.074 | 0 | 0.556 | 0 | 0.09
2024-05-12 22:00 | 0 | 0.402 | 0 | 0.188 | 0 | 0.289 | 0 | 0.29 | 0 | 0.613 | 0 | 0.294 | 0 | 0.167 | 0 | 0.541 | 0 | 0.088
2024-05-12 23:00 | 0 | 0.449 | 0 | 0.22 | 0 | 0.439 | 0 | 0.253 | 0 | 0.575 | 0 | 0.423 | 0 | 0.313 | 0 | 0.515 | 0 | 0.076
2024-05-13 | 0 | 0.491 | 0 | 0.27 | 0 | 0.514 | 0 | 0.213 | 0 | 0.485 | 0 | 0.53 | 0 | 0.415 | 0 | 0.448 | 0 | 0.056
2024-05-13 01:00 | 0 | 0.516 | 0 | 0.347 | 0 | 0.556 | 0 | 0.174 | 0 | 0.347 | 0 | 0.59 | 0 | 0.421 | 0 | 0.341 | 0 | 0.041
2024-05-13 02:00 | 0 | 0.535 | 0 | 0.425 | 0 | 0.569 | 0 | 0.128 | 0 | 0.195 | 0 | 0.606 | 0 | 0.395 | 0 | 0.3 | 0 | 0.03
2024-05-13 03:00 | 0 | 0.544 | 0 | 0.482 | 0 | 0.548 | 0 | 0.089 | 0 | 0.079 | 0 | 0.582 | 0 | 0.383 | 0 | 0.278 | 0 | 0.021
2024-05-13 04:00 | 0 | 0.559 | 0 | 0.521 | 0 | 0.494 | 0 | 0.062 | 0 | 0.02 | 0 | 0.547 | 0 | 0.367 | 0 | 0.307 | 0 | 0.016
2024-05-13 05:00 | 0 | 0.588 | 0 | 0.525 | 0 | 0.414 | 0 | 0.048 | 0 | 0.006 | 0 | 0.556 | 0 | 0.346 | 0 | 0.341 | 0 | 0.014
2024-05-13 06:00 | 0 | 0.618 | 0 | 0.491 | 0 | 0.325 | 0.007 | 0.041 | 0.003 | 0.01 | 0 | 0.585 | 0 | 0.343 | 0 | 0.398 | 0 | 0.013
2024-05-13 07:00 | 0.064 | 0.639 | 0.148 | 0.391 | 0.22 | 0.21 | 0.254 | 0.025 | 0.248 | 0.033 | 0.033 | 0.586 | 0.201 | 0.274 | 0 | 0.491 | 0.085 | 0.013
2024-05-13 08:00 | 0.27 | 0.668 | 0.409 | 0.137 | 0.468 | 0.051 | 0.485 | 0.022 | 0.49 | 0.017 | 0.252 | 0.415 | 0.452 | 0.089 | 0.048 | 0.531 | 0.23 | 0.005
2024-05-13 09:00 | 0.424 | 0.797 | 0.589 | 0.045 | 0.635 | 0.041 | 0.642 | 0.07 | 0.651 | 0.045 | 0.48 | 0.289 | 0.621 | 0.047 | 0.152 | 0.453 | 0.381 | 0.002
2024-05-13 10:00 | 0.497 | 0.782 | 0.689 | 0.113 | 0.738 | 0.096 | 0.742 | 0.118 | 0.749 | 0.123 | 0.627 | 0.532 | 0.724 | 0.058 | 0.282 | 0.418 | 0.535 | 0
2024-05-13 11:00 | 0.53 | 0.702 | 0.734 | 0.166 | 0.789 | 0.112 | 0.791 | 0.155 | 0.796 | 0.14 | 0.714 | 0.653 | 0.78 | 0.074 | 0.437 | 0.46 | 0.607 | 0
2024-05-13 12:00 | 0.497 | 0.56 | 0.73 | 0.182 | 0.791 | 0.089 | 0.79 | 0.162 | 0.794 | 0.115 | 0.748 | 0.607 | 0.782 | 0.074 | 0.493 | 0.418 | 0.62 | 0
2024-05-13 13:00 | 0.455 | 0.466 | 0.67 | 0.18 | 0.746 | 0.06 | 0.743 | 0.163 | 0.746 | 0.087 | 0.726 | 0.574 | 0.738 | 0.059 | 0.459 | 0.202 | 0.575 | 0.002
2024-05-13 14:00 | 0.363 | 0.578 | 0.559 | 0.156 | 0.652 | 0.041 | 0.648 | 0.167 | 0.65 | 0.072 | 0.658 | 0.552 | 0.647 | 0.041 | 0.448 | 0.093 | 0.482 | 0.008
2024-05-13 15:00 | 0.198 | 0.756 | 0.406 | 0.12 | 0.502 | 0.032 | 0.499 | 0.184 | 0.498 | 0.073 | 0.537 | 0.514 | 0.498 | 0.027 | 0.377 | 0.259 | 0.332 | 0.018
2024-05-13 16:00 | 0.059 | 0.821 | 0.219 | 0.079 | 0.283 | 0.033 | 0.287 | 0.223 | 0.284 | 0.119 | 0.357 | 0.457 | 0.287 | 0.025 | 0.216 | 0.436 | 0.117 | 0.035
2024-05-13 17:00 | 0 | 0.83 | 0.014 | 0.069 | 0.014 | 0.044 | 0.014 | 0.328 | 0.01 | 0.22 | 0.11 | 0.419 | 0.022 | 0.036 | 0.044 | 0.282 | 0 | 0.045
2024-05-13 18:00 | 0 | 0.808 | 0 | 0.076 | 0 | 0.062 | 0 | 0.407 | 0 | 0.294 | 0 | 0.475 | 0 | 0.044 | 0 | 0.1 | 0 | 0.042
2024-05-13 19:00 | 0 | 0.805 | 0 | 0.078 | 0 | 0.083 | 0 | 0.387 | 0 | 0.305 | 0 | 0.532 | 0 | 0.045 | 0 | 0.032 | 0 | 0.05
2024-05-13 20:00 | 0 | 0.785 | 0 | 0.084 | 0 | 0.094 | 0 | 0.337 | 0 | 0.254 | 0 | 0.574 | 0 | 0.041 | 0 | 0.046 | 0 | 0.084
2024-05-13 21:00 | 0 | 0.639 | 0 | 0.101 | 0 | 0.083 | 0 | 0.279 | 0 | 0.174 | 0 | 0.6 | 0 | 0.027 | 0 | 0.08 | 0 | 0.147
2024-05-13 22:00 | 0 | 0.622 | 0 | 0.11 | 0 | 0.058 | 0 | 0.229 | 0 | 0.093 | 0 | 0.618 | 0 | 0.013 | 0 | 0.127 | 0 | 0.234
2024-05-13 23:00 | 0 | 0.781 | 0 | 0.101 | 0 | 0.021 | 0 | 0.203 | 0 | 0.055 | 0 | 0.635 | 0 | 0.002 | 0 | 0.153 | 0 | 0.334
2024-05-14 | 0 | 0.865 | 0 | 0.08 | 0 | 0.022 | 0 | 0.193 | 0 | 0.047 | 0 | 0.663 | 0 | 0 | 0 | 0.16 | 0 | 0.413
2024-05-14 01:00 | 0 | 0.895 | 0 | 0.052 | 0 | 0.051 | 0 | 0.198 | 0 | 0.043 | 0 | 0.695 | 0 | 0.014 | 0 | 0.163 | 0 | 0.425
2024-05-14 02:00 | 0 | 0.924 | 0 | 0.03 | 0 | 0.092 | 0 | 0.209 | 0 | 0.028 | 0 | 0.713 | 0 | 0.046 | 0 | 0.162 | 0 | 0.42
2024-05-14 03:00 | 0 | 0.945 | 0 | 0.031 | 0 | 0.125 | 0 | 0.203 | 0 | 0.011 | 0 | 0.712 | 0 | 0.057 | 0 | 0.151 | 0 | 0.457
2024-05-14 04:00 | 0 | 0.952 | 0 | 0.041 | 0 | 0.14 | 0 | 0.16 | 0 | 0.005 | 0 | 0.689 | 0 | 0.05 | 0 | 0.184 | 0 | 0.522
2024-05-14 05:00 | 0 | 0.953 | 0 | 0.038 | 0 | 0.125 | 0 | 0.084 | 0 | 0.001 | 0 | 0.637 | 0 | 0.036 | 0 | 0.204 | 0 | 0.554
2024-05-14 06:00 | 0 | 0.935 | 0 | 0.03 | 0 | 0.098 | 0.007 | 0.027 | 0.002 | 0.001 | 0 | 0.566 | 0 | 0.018 | 0 | 0.175 | 0.001 | 0.527
2024-05-14 07:00 | 0.101 | 0.877 | 0.116 | 0.024 | 0.218 | 0.058 | 0.272 | 0.003 | 0.242 | 0.001 | 0.049 | 0.457 | 0.195 | 0.004 | 0 | 0.123 | 0.171 | 0.449
2024-05-14 08:00 | 0.331 | 0.756 | 0.381 | 0.011 | 0.47 | 0.017 | 0.507 | 0.001 | 0.488 | 0.001 | 0.26 | 0.209 | 0.447 | 0 | 0.174 | 0.094 | 0.4 | 0.286
2024-05-14 09:00 | 0.511 | 0.674 | 0.574 | 0.007 | 0.631 | 0.044 | 0.664 | 0.003 | 0.65 | 0.004 | 0.463 | 0.117 | 0.61 | 0.018 | 0.412 | 0.073 | 0.559 | 0.156
2024-05-14 10:00 | 0.628 | 0.865 | 0.693 | 0.02 | 0.73 | 0.026 | 0.759 | 0.012 | 0.746 | 0.008 | 0.636 | 0.137 | 0.716 | 0.015 | 0.58 | 0.064 | 0.655 | 0.082
2024-05-14 11:00 | 0.69 | 0.871 | 0.749 | 0.121 | 0.779 | 0.009 | 0.802 | 0.028 | 0.788 | 0.005 | 0.699 | 0.231 | 0.77 | 0.005 | 0.651 | 0.08 | 0.706 | 0.058
2024-05-14 12:00 | 0.7 | 0.806 | 0.761 | 0.168 | 0.778 | 0.005 | 0.798 | 0.041 | 0.783 | 0.003 | 0.719 | 0.231 | 0.768 | 0.002 | 0.571 | 0.087 | 0.698 | 0.045
2024-05-14 13:00 | 0.66 | 0.719 | 0.723 | 0.192 | 0.724 | 0.006 | 0.747 | 0.035 | 0.731 | 0.004 | 0.716 | 0.192 | 0.717 | 0.002 | 0.444 | 0.076 | 0.638 | 0.044
2024-05-14 14:00 | 0.568 | 0.676 | 0.637 | 0.184 | 0.626 | 0.008 | 0.647 | 0.027 | 0.626 | 0.006 | 0.651 | 0.156 | 0.63 | 0.002 | 0.288 | 0.077 | 0.546 | 0.05
2024-05-14 15:00 | 0.417 | 0.686 | 0.49 | 0.136 | 0.485 | 0.011 | 0.489 | 0.023 | 0.456 | 0.008 | 0.531 | 0.13 | 0.499 | 0.002 | 0.195 | 0.094 | 0.374 | 0.072
2024-05-14 16:00 | 0.198 | 0.678 | 0.279 | 0.073 | 0.286 | 0.02 | 0.246 | 0.025 | 0.241 | 0.014 | 0.352 | 0.11 | 0.296 | 0.003 | 0.072 | 0.104 | 0.14 | 0.113
2024-05-14 17:00 | 0.002 | 0.61 | 0.017 | 0.026 | 0.015 | 0.039 | 0.007 | 0.029 | 0.008 | 0.025 | 0.105 | 0.076 | 0.024 | 0.008 | 0.01 | 0.126 | 0 | 0.113
2024-05-14 18:00 | 0 | 0.503 | 0 | 0.015 | 0 | 0.038 | 0 | 0.039 | 0 | 0.028 | 0 | 0.027 | 0 | 0.011 | 0 | 0.171 | 0 | 0.125
2024-05-14 19:00 | 0 | 0.418 | 0 | 0.031 | 0 | 0.023 | 0 | 0.082 | 0 | 0.02 | 0 | 0.008 | 0 | 0.007 | 0 | 0.225 | 0 | 0.148
2024-05-14 20:00 | 0 | 0.354 | 0 | 0.073 | 0 | 0.011 | 0 | 0.131 | 0 | 0.01 | 0 | 0.021 | 0 | 0.004 | 0 | 0.265 | 0 | 0.126
2024-05-14 21:00 | 0 | 0.302 | 0 | 0.134 | 0 | 0.007 | 0 | 0.155 | 0 | 0.004 | 0 | 0.1 | 0 | 0.002 | 0 | 0.294 | 0 | 0.096
2024-05-14 22:00 | 0 | 0.28 | 0 | 0.2 | 0 | 0.005 | 0 | 0.151 | 0 | 0.001 | 0 | 0.242 | 0 | 0.002 | 0 | 0.328 | 0 | 0.179
2024-05-14 23:00 | 0 | 0.291 | 0 | 0.234 | 0 | 0.007 | 0 | 0.112 | 0 | 0.001 | 0 | 0.404 | 0 | 0.004 | 0 | 0.306 | 0 | 0.305
2024-05-15 | 0 | 0.321 | 0 | 0.234 | 0 | 0.014 | 0 | 0.071 | 0 | 0.001 | 0 | 0.532 | 0 | 0.017 | 0 | 0.279 | 0 | 0.381
2024-05-15 01:00 | 0 | 0.389 | 0 | 0.211 | 0 | 0.028 | 0 | 0.041 | 0 | 0.004 | 0 | 0.607 | 0 | 0.046 | 0 | 0.261 | 0 | 0.436
2024-05-15 02:00 | 0 | 0.468 | 0 | 0.175 | 0 | 0.054 | 0 | 0.019 | 0 | 0.014 | 0 | 0.635 | 0 | 0.086 | 0 | 0.245 | 0 | 0.475
2024-05-15 03:00 | 0 | 0.504 | 0 | 0.135 | 0 | 0.093 | 0 | 0.009 | 0 | 0.036 | 0 | 0.639 | 0 | 0.127 | 0 | 0.245 | 0 | 0.491
2024-05-15 04:00 | 0 | 0.518 | 0 | 0.1 | 0 | 0.133 | 0 | 0.008 | 0 | 0.068 | 0 | 0.632 | 0 | 0.169 | 0 | 0.279 | 0 | 0.494
2024-05-15 05:00 | 0 | 0.512 | 0 | 0.067 | 0 | 0.154 | 0 | 0.011 | 0 | 0.093 | 0 | 0.599 | 0 | 0.195 | 0 | 0.287 | 0 | 0.44
2024-05-15 06:00 | 0 | 0.524 | 0 | 0.036 | 0 | 0.153 | 0.006 | 0.02 | 0.002 | 0.1 | 0 | 0.561 | 0 | 0.206 | 0 | 0.282 | 0 | 0.367
2024-05-15 07:00 | 0.072 | 0.538 | 0.144 | 0.018 | 0.21 | 0.121 | 0.259 | 0.031 | 0.238 | 0.083 | 0.018 | 0.513 | 0.19 | 0.177 | 0 | 0.287 | 0.083 | 0.279
2024-05-15 08:00 | 0.289 | 0.508 | 0.403 | 0.004 | 0.458 | 0.026 | 0.49 | 0.011 | 0.479 | 0.015 | 0.142 | 0.326 | 0.438 | 0.041 | 0.067 | 0.264 | 0.237 | 0.153
2024-05-15 09:00 | 0.428 | 0.624 | 0.587 | 0.001 | 0.625 | 0.001 | 0.643 | 0.009 | 0.639 | 0.001 | 0.38 | 0.196 | 0.608 | 0.001 | 0.108 | 0.227 | 0.411 | 0.078
2024-05-15 10:00 | 0.57 | 0.622 | 0.698 | 0.003 | 0.727 | 0.003 | 0.739 | 0.006 | 0.735 | 0.002 | 0.578 | 0.244 | 0.711 | 0 | 0.176 | 0.291 | 0.524 | 0.046
2024-05-15 11:00 | 0.637 | 0.595 | 0.749 | 0.02 | 0.779 | 0.003 | 0.784 | 0.004 | 0.784 | 0.002 | 0.664 | 0.37 | 0.764 | 0 | 0.38 | 0.337 | 0.593 | 0.032
2024-05-15 12:00 | 0.684 | 0.573 | 0.76 | 0.027 | 0.781 | 0.002 | 0.781 | 0.003 | 0.782 | 0.002 | 0.684 | 0.364 | 0.769 | 0 | 0.609 | 0.301 | 0.588 | 0.029
2024-05-15 13:00 | 0.64 | 0.559 | 0.704 | 0.039 | 0.735 | 0.001 | 0.733 | 0.002 | 0.732 | 0.002 | 0.631 | 0.352 | 0.727 | 0 | 0.662 | 0.214 | 0.545 | 0.038
2024-05-15 14:00 | 0.552 | 0.532 | 0.543 | 0.05 | 0.641 | 0.001 | 0.636 | 0.002 | 0.635 | 0.002 | 0.498 | 0.348 | 0.635 | 0 | 0.568 | 0.132 | 0.466 | 0.059
2024-05-15 15:00 | 0.399 | 0.481 | 0.381 | 0.055 | 0.49 | 0.001 | 0.485 | 0.003 | 0.48 | 0.001 | 0.375 | 0.334 | 0.481 | 0 | 0.388 | 0.087 | 0.301 | 0.086
2024-05-15 16:00 | 0.188 | 0.404 | 0.181 | 0.041 | 0.27 | 0.002 | 0.272 | 0.009 | 0.262 | 0.002 | 0.243 | 0.295 | 0.23 | 0 | 0.19 | 0.105 | 0.089 | 0.103
2024-05-15 17:00 | 0.001 | 0.337 | 0.007 | 0.014 | 0.01 | 0.011 | 0.011 | 0.03 | 0.007 | 0.006 | 0.048 | 0.271 | 0.011 | 0 | 0.025 | 0.221 | 0 | 0.107
2024-05-15 18:00 | 0 | 0.266 | 0 | 0.001 | 0 | 0.032 | 0 | 0.055 | 0 | 0.012 | 0 | 0.308 | 0 | 0 | 0 | 0.335 | 0 | 0.096
2024-05-15 19:00 | 0 | 0.146 | 0 | 0 | 0 | 0.073 | 0 | 0.091 | 0 | 0.02 | 0 | 0.398 | 0 | 0.003 | 0 | 0.379 | 0 | 0.09
2024-05-15 20:00 | 0 | 0.055 | 0 | 0.006 | 0 | 0.126 | 0 | 0.125 | 0 | 0.026 | 0 | 0.519 | 0 | 0.022 | 0 | 0.379 | 0 | 0.078
2024-05-15 21:00 | 0 | 0.015 | 0 | 0.044 | 0 | 0.175 | 0 | 0.144 | 0 | 0.035 | 0 | 0.612 | 0 | 0.065 | 0 | 0.355 | 0 | 0.051
2024-05-15 22:00 | 0 | 0.005 | 0 | 0.098 | 0 | 0.212 | 0 | 0.144 | 0 | 0.055 | 0 | 0.669 | 0 | 0.118 | 0 | 0.334 | 0 | 0.025
2024-05-15 23:00 | 0 | 0.003 | 0 | 0.126 | 0 | 0.22 | 0 | 0.123 | 0 | 0.062 | 0 | 0.724 | 0 | 0.149 | 0 | 0.32 | 0 | 0.01
2024-05-16 | 0 | 0.004 | 0 | 0.12 | 0 | 0.206 | 0 | 0.093 | 0 | 0.042 | 0 | 0.766 | 0 | 0.16 | 0 | 0.297 | 0 | 0.005
2024-05-16 01:00 | 0 | 0.003 | 0 | 0.09 | 0 | 0.193 | 0 | 0.063 | 0 | 0.02 | 0 | 0.783 | 0 | 0.161 | 0 | 0.268 | 0 | 0.003
2024-05-16 02:00 | 0 | 0.001 | 0 | 0.052 | 0 | 0.175 | 0 | 0.041 | 0 | 0.011 | 0 | 0.776 | 0 | 0.152 | 0 | 0.233 | 0 | 0.002
2024-05-16 03:00 | 0 | 0 | 0 | 0.029 | 0 | 0.153 | 0 | 0.029 | 0 | 0.011 | 0 | 0.75 | 0 | 0.155 | 0 | 0.198 | 0 | 0.001
2024-05-16 04:00 | 0 | 0 | 0 | 0.024 | 0 | 0.138 | 0 | 0.023 | 0 | 0.014 | 0 | 0.72 | 0 | 0.17 | 0 | 0.164 | 0 | 0.001
2024-05-16 05:00 | 0 | 0.001 | 0 | 0.039 | 0 | 0.133 | 0 | 0.02 | 0 | 0.019 | 0 | 0.669 | 0 | 0.185 | 0 | 0.142 | 0 | 0
2024-05-16 06:00 | 0 | 0.011 | 0 | 0.079 | 0 | 0.118 | 0.005 | 0.02 | 0.001 | 0.023 | 0 | 0.593 | 0 | 0.179 | 0 | 0.127 | 0 | 0
2024-05-16 07:00 | 0.046 | 0.039 | 0.145 | 0.131 | 0.188 | 0.085 | 0.251 | 0.021 | 0.233 | 0.022 | 0.031 | 0.513 | 0.182 | 0.132 | 0 | 0.117 | 0.095 | 0
2024-05-16 08:00 | 0.22 | 0.075 | 0.409 | 0.087 | 0.435 | 0.015 | 0.483 | 0.008 | 0.468 | 0.007 | 0.229 | 0.337 | 0.432 | 0.028 | 0.028 | 0.106 | 0.283 | 0.002
2024-05-16 09:00 | 0.434 | 0.119 | 0.592 | 0.032 | 0.612 | 0 | 0.637 | 0.008 | 0.628 | 0.001 | 0.423 | 0.285 | 0.604 | 0.002 | 0.186 | 0.086 | 0.446 | 0.014
2024-05-16 10:00 | 0.611 | 0.144 | 0.7 | 0.124 | 0.72 | 0 | 0.733 | 0 | 0.731 | 0.001 | 0.564 | 0.459 | 0.708 | 0 | 0.454 | 0.069 | 0.574 | 0.034
2024-05-16 11:00 | 0.676 | 0.141 | 0.757 | 0.118 | 0.773 | 0.001 | 0.778 | 0 | 0.782 | 0.003 | 0.619 | 0.599 | 0.759 | 0.001 | 0.649 | 0.083 | 0.645 | 0.044
2024-05-16 12:00 | 0.686 | 0.135 | 0.765 | 0.084 | 0.776 | 0.005 | 0.776 | 0 | 0.78 | 0.009 | 0.637 | 0.65 | 0.765 | 0.002 | 0.715 | 0.122 | 0.651 | 0.053
2024-05-16 13:00 | 0.645 | 0.14 | 0.725 | 0.05 | 0.729 | 0.009 | 0.727 | 0.001 | 0.731 | 0.016 | 0.616 | 0.661 | 0.723 | 0.002 | 0.7 | 0.176 | 0.6 | 0.072
2024-05-16 14:00 | 0.56 | 0.214 | 0.634 | 0.024 | 0.636 | 0.009 | 0.631 | 0.002 | 0.635 | 0.015 | 0.537 | 0.662 | 0.63 | 0.001 | 0.631 | 0.262 | 0.487 | 0.101
2024-05-16 15:00 | 0.407 | 0.337 | 0.486 | 0.008 | 0.481 | 0.008 | 0.479 | 0.005 | 0.479 | 0.011 | 0.397 | 0.652 | 0.482 | 0.001 | 0.485 | 0.345 | 0.312 | 0.13
2024-05-16 16:00 | 0.191 | 0.495 | 0.272 | 0.004 | 0.26 | 0.012 | 0.264 | 0.031 | 0.258 | 0.016 | 0.197 | 0.575 | 0.269 | 0 | 0.279 | 0.36 | 0.098 | 0.134
2024-05-16 17:00 | 0.001 | 0.599 | 0.015 | 0.009 | 0.01 | 0.031 | 0.009 | 0.146 | 0.006 | 0.041 | 0.033 | 0.425 | 0.017 | 0.002 | 0.067 | 0.284 | 0 | 0.103
2024-05-16 18:00 | 0 | 0.638 | 0 | 0.045 | 0 | 0.041 | 0 | 0.271 | 0 | 0.058 | 0 | 0.328 | 0 | 0.004 | 0 | 0.27 | 0 | 0.06
2024-05-16 19:00 | 0 | 0.627 | 0 | 0.129 | 0 | 0.036 | 0 | 0.325 | 0 | 0.055 | 0 | 0.245 | 0 | 0.004 | 0 | 0.314 | 0 | 0.031
2024-05-16 20:00 | 0 | 0.601 | 0 | 0.168 | 0 | 0.028 | 0 | 0.311 | 0 | 0.044 | 0 | 0.187 | 0 | 0.003 | 0 | 0.365 | 0 | 0.021
2024-05-16 21:00 | 0 | 0.568 | 0 | 0.125 | 0 | 0.022 | 0 | 0.27 | 0 | 0.033 | 0 | 0.139 | 0 | 0.003 | 0 | 0.399 | 0 | 0.03
2024-05-16 22:00 | 0 | 0.512 | 0 | 0.069 | 0 | 0.018 | 0 | 0.23 | 0 | 0.025 | 0 | 0.093 | 0 | 0.004 | 0 | 0.404 | 0 | 0.058
2024-05-16 23:00 | 0 | 0.447 | 0 | 0.034 | 0 | 0.017 | 0 | 0.175 | 0 | 0.013 | 0 | 0.074 | 0 | 0.008 | 0 | 0.357 | 0 | 0.096
2024-05-17 | 0 | 0.326 | 0 | 0.015 | 0 | 0.015 | 0 | 0.108 | 0 | 0.006 | 0 | 0.065 | 0 | 0.015 | 0 | 0.331 | 0 | 0.125
2024-05-17 01:00 | 0 | 0.258 | 0 | 0.008 | 0 | 0.013 | 0 | 0.052 | 0 | 0.003 | 0 | 0.042 | 0 | 0.02 | 0 | 0.367 | 0 | 0.148
2024-05-17 02:00 | 0 | 0.289 | 0 | 0.005 | 0 | 0.015 | 0 | 0.018 | 0 | 0.003 | 0 | 0.019 | 0 | 0.025 | 0 | 0.326 | 0 | 0.171
2024-05-17 03:00 | 0 | 0.316 | 0 | 0.004 | 0 | 0.019 | 0 | 0.006 | 0 | 0.004 | 0 | 0.006 | 0 | 0.029 | 0 | 0.315 | 0 | 0.181
2024-05-17 04:00 | 0 | 0.301 | 0 | 0.008 | 0 | 0.026 | 0 | 0.002 | 0 | 0.006 | 0 | 0.001 | 0 | 0.042 | 0 | 0.272 | 0 | 0.178
2024-05-17 05:00 | 0 | 0.246 | 0 | 0.014 | 0 | 0.032 | 0 | 0.001 | 0 | 0.011 | 0 | 0 | 0 | 0.062 | 0 | 0.239 | 0 | 0.167
2024-05-17 06:00 | 0 | 0.208 | 0 | 0.035 | 0 | 0.034 | 0.004 | 0 | 0.001 | 0.024 | 0 | 0 | 0 | 0.084 | 0 | 0.236 | 0 | 0.158
2024-05-17 07:00 | 0.069 | 0.203 | 0.1 | 0.107 | 0.196 | 0.03 | 0.244 | 0 | 0.218 | 0.042 | 0.047 | 0 | 0.173 | 0.086 | 0 | 0.25 | 0.162 | 0.131
2024-05-17 08:00 | 0.284 | 0.173 | 0.379 | 0.118 | 0.449 | 0.006 | 0.476 | 0 | 0.465 | 0.015 | 0.298 | 0.006 | 0.424 | 0.022 | 0.046 | 0.274 | 0.38 | 0.068
2024-05-17 09:00 | 0.488 | 0.116 | 0.578 | 0.059 | 0.618 | 0.002 | 0.63 | 0.001 | 0.628 | 0.016 | 0.5 | 0.014 | 0.597 | 0.001 | 0.136 | 0.32 | 0.538 | 0.02
2024-05-17 10:00 | 0.613 | 0.29 | 0.69 | 0.071 | 0.719 | 0.006 | 0.726 | 0.005 | 0.725 | 0.031 | 0.648 | 0.045 | 0.702 | 0 | 0.26 | 0.327 | 0.63 | 0.004
2024-05-17 11:00 | 0.673 | 0.38 | 0.747 | 0.096 | 0.77 | 0.004 | 0.772 | 0.007 | 0.772 | 0.02 | 0.726 | 0.107 | 0.755 | 0 | 0.414 | 0.292 | 0.675 | 0.004
2024-05-17 12:00 | 0.686 | 0.368 | 0.756 | 0.099 | 0.774 | 0.005 | 0.77 | 0.009 | 0.771 | 0.012 | 0.749 | 0.233 | 0.761 | 0 | 0.559 | 0.237 | 0.668 | 0.007
2024-05-17 13:00 | 0.646 | 0.389 | 0.718 | 0.093 | 0.73 | 0.008 | 0.721 | 0.011 | 0.722 | 0.011 | 0.725 | 0.372 | 0.718 | 0 | 0.637 | 0.186 | 0.614 | 0.013
2024-05-17 14:00 | 0.549 | 0.448 | 0.629 | 0.081 | 0.634 | 0.011 | 0.617 | 0.014 | 0.621 | 0.011 | 0.652 | 0.446 | 0.625 | 0 | 0.608 | 0.141 | 0.492 | 0.034
2024-05-17 15:00 | 0.369 | 0.532 | 0.476 | 0.065 | 0.484 | 0.014 | 0.461 | 0.02 | 0.448 | 0.012 | 0.533 | 0.462 | 0.476 | 0 | 0.425 | 0.097 | 0.326 | 0.101
2024-05-17 16:00 | 0.139 | 0.502 | 0.269 | 0.056 | 0.27 | 0.013 | 0.242 | 0.034 | 0.211 | 0.008 | 0.353 | 0.422 | 0.263 | 0 | 0.142 | 0.055 | 0.121 | 0.221
2024-05-17 17:00 | 0 | 0.322 | 0.015 | 0.073 | 0.011 | 0.005 | 0.007 | 0.062 | 0.003 | 0.008 | 0.099 | 0.35 | 0.016 | 0 | 0.022 | 0.038 | 0 | 0.316
2024-05-17 18:00 | 0 | 0.196 | 0 | 0.112 | 0 | 0.003 | 0 | 0.073 | 0 | 0.018 | 0 | 0.282 | 0 | 0 | 0 | 0.027 | 0 | 0.364
2024-05-17 19:00 | 0 | 0.149 | 0 | 0.172 | 0 | 0.006 | 0 | 0.096 | 0 | 0.058 | 0 | 0.177 | 0 | 0.002 | 0 | 0.008 | 0 | 0.408
2024-05-17 20:00 | 0 | 0.135 | 0 | 0.23 | 0 | 0.025 | 0 | 0.138 | 0 | 0.197 | 0 | 0.134 | 0 | 0.011 | 0 | 0 | 0 | 0.442
2024-05-17 21:00 | 0 | 0.122 | 0 | 0.249 | 0 | 0.077 | 0 | 0.167 | 0 | 0.361 | 0 | 0.243 | 0 | 0.036 | 0 | 0 | 0 | 0.454
2024-05-17 22:00 | 0 | 0.111 | 0 | 0.233 | 0 | 0.143 | 0 | 0.168 | 0 | 0.431 | 0 | 0.514 | 0 | 0.09 | 0 | 0 | 0 | 0.43
2024-05-17 23:00 | 0 | 0.083 | 0 | 0.199 | 0 | 0.184 | 0 | 0.153 | 0 | 0.434 | 0 | 0.744 | 0 | 0.181 | 0 | 0 | 0 | 0.387
2024-05-18 | 0 | 0.046 | 0 | 0.165 | 0 | 0.211 | 0 | 0.136 | 0 | 0.4 | 0 | 0.816 | 0 | 0.286 | 0 | 0 | 0 | 0.323
2024-05-18 01:00 | 0 | 0.03 | 0 | 0.151 | 0 | 0.223 | 0 | 0.115 | 0 | 0.328 | 0 | 0.866 | 0 | 0.344 | 0 | 0.001 | 0 | 0.228
2024-05-18 02:00 | 0 | 0.035 | 0 | 0.163 | 0 | 0.223 | 0 | 0.09 | 0 | 0.248 | 0 | 0.867 | 0 | 0.328 | 0 | 0.002 | 0 | 0.152
2024-05-18 03:00 | 0 | 0.08 | 0 | 0.211 | 0 | 0.214 | 0 | 0.066 | 0 | 0.166 | 0 | 0.846 | 0 | 0.254 | 0 | 0.008 | 0 | 0.102
2024-05-18 04:00 | 0 | 0.182 | 0 | 0.287 | 0 | 0.199 | 0 | 0.039 | 0 | 0.086 | 0 | 0.822 | 0 | 0.184 | 0 | 0.024 | 0 | 0.076
2024-05-18 05:00 | 0 | 0.332 | 0 | 0.364 | 0 | 0.181 | 0 | 0.017 | 0 | 0.032 | 0 | 0.816 | 0 | 0.141 | 0 | 0.056 | 0 | 0.07
2024-05-18 06:00 | 0 | 0.459 | 0 | 0.426 | 0 | 0.166 | 0.003 | 0.006 | 0.001 | 0.008 | 0 | 0.813 | 0 | 0.122 | 0 | 0.107 | 0 | 0.083
2024-05-18 07:00 | 0.059 | 0.513 | 0.144 | 0.444 | 0.191 | 0.138 | 0.225 | 0.002 | 0.22 | 0.002 | 0.045 | 0.8 | 0.174 | 0.109 | 0 | 0.169 | 0.152 | 0.101
2024-05-18 08:00 | 0.317 | 0.473 | 0.408 | 0.23 | 0.443 | 0.045 | 0.462 | 0 | 0.464 | 0 | 0.307 | 0.681 | 0.425 | 0.035 | 0.027 | 0.217 | 0.354 | 0.084
2024-05-18 09:00 | 0.517 | 0.395 | 0.59 | 0.089 | 0.612 | 0.036 | 0.62 | 0.008 | 0.626 | 0.008 | 0.476 | 0.765 | 0.597 | 0.016 | 0.088 | 0.274 | 0.501 | 0.054
2024-05-18 10:00 | 0.629 | 0.404 | 0.697 | 0.338 | 0.714 | 0.045 | 0.721 | 0.053 | 0.727 | 0.038 | 0.606 | 0.943 | 0.7 | 0.015 | 0.14 | 0.556 | 0.603 | 0.071
2024-05-18 11:00 | 0.681 | 0.595 | 0.752 | 0.441 | 0.768 | 0.031 | 0.77 | 0.093 | 0.776 | 0.044 | 0.703 | 0.982 | 0.756 | 0.015 | 0.215 | 0.782 | 0.641 | 0.133
2024-05-18 12:00 | 0.679 | 0.739 | 0.761 | 0.445 | 0.77 | 0.014 | 0.771 | 0.1 | 0.776 | 0.03 | 0.728 | 0.983 | 0.76 | 0.013 | 0.258 | 0.887 | 0.666 | 0.178
2024-05-18 13:00 | 0.588 | 0.672 | 0.72 | 0.403 | 0.724 | 0.004 | 0.725 | 0.085 | 0.728 | 0.017 | 0.702 | 0.976 | 0.718 | 0.008 | 0.203 | 0.928 | 0.64 | 0.211
2024-05-18 14:00 | 0.43 | 0.601 | 0.616 | 0.331 | 0.631 | 0.001 | 0.629 | 0.071 | 0.631 | 0.012 | 0.642 | 0.966 | 0.629 | 0.003 | 0.15 | 0.947 | 0.539 | 0.267
2024-05-18 15:00 | 0.21 | 0.613 | 0.446 | 0.265 | 0.479 | 0 | 0.478 | 0.068 | 0.476 | 0.012 | 0.52 | 0.951 | 0.481 | 0.001 | 0.102 | 0.961 | 0.376 | 0.337
2024-05-18 16:00 | 0.058 | 0.698 | 0.184 | 0.227 | 0.261 | 0 | 0.264 | 0.076 | 0.258 | 0.012 | 0.34 | 0.915 | 0.269 | 0.001 | 0.051 | 0.958 | 0.15 | 0.447
2024-05-18 17:00 | 0 | 0.814 | 0.006 | 0.302 | 0.009 | 0.001 | 0.009 | 0.111 | 0.005 | 0.008 | 0.088 | 0.869 | 0.016 | 0.006 | 0.006 | 0.943 | 0 | 0.529
2024-05-18 18:00 | 0 | 0.89 | 0 | 0.399 | 0 | 0.004 | 0 | 0.136 | 0 | 0.008 | 0 | 0.894 | 0 | 0.013 | 0 | 0.943 | 0 | 0.59
2024-05-18 19:00 | 0 | 0.93 | 0 | 0.474 | 0 | 0.007 | 0 | 0.149 | 0 | 0.017 | 0 | 0.894 | 0 | 0.024 | 0 | 0.949 | 0 | 0.631
2024-05-18 20:00 | 0 | 0.932 | 0 | 0.502 | 0 | 0.032 | 0 | 0.18 | 0 | 0.045 | 0 | 0.877 | 0 | 0.066 | 0 | 0.958 | 0 | 0.654
2024-05-18 21:00 | 0 | 0.914 | 0 | 0.494 | 0 | 0.103 | 0 | 0.218 | 0 | 0.068 | 0 | 0.825 | 0 | 0.119 | 0 | 0.965 | 0 | 0.646
2024-05-18 22:00 | 0 | 0.892 | 0 | 0.468 | 0 | 0.168 | 0 | 0.213 | 0 | 0.06 | 0 | 0.7 | 0 | 0.145 | 0 | 0.956 | 0 | 0.603
2024-05-18 23:00 | 0 | 0.854 | 0 | 0.422 | 0 | 0.141 | 0 | 0.189 | 0 | 0.059 | 0 | 0.532 | 0 | 0.113 | 0 | 0.935 | 0 | 0.547
2024-05-19 | 0 | 0.812 | 0 | 0.376 | 0 | 0.074 | 0 | 0.168 | 0 | 0.084 | 0 | 0.323 | 0 | 0.059 | 0 | 0.918 | 0 | 0.511
2024-05-19 01:00 | 0 | 0.754 | 0 | 0.352 | 0 | 0.035 | 0 | 0.151 | 0 | 0.13 | 0 | 0.174 | 0 | 0.025 | 0 | 0.912 | 0 | 0.496
2024-05-19 02:00 | 0 | 0.73 | 0 | 0.352 | 0 | 0.016 | 0 | 0.136 | 0 | 0.147 | 0 | 0.127 | 0 | 0.008 | 0 | 0.91 | 0 | 0.481
2024-05-19 03:00 | 0 | 0.74 | 0 | 0.4 | 0 | 0.005 | 0 | 0.122 | 0 | 0.123 | 0 | 0.104 | 0 | 0.001 | 0 | 0.924 | 0 | 0.463
2024-05-19 04:00 | 0 | 0.735 | 0 | 0.494 | 0 | 0.001 | 0 | 0.107 | 0 | 0.09 | 0 | 0.095 | 0 | 0 | 0 | 0.941 | 0 | 0.438
2024-05-19 05:00 | 0 | 0.722 | 0 | 0.584 | 0 | 0.003 | 0 | 0.085 | 0 | 0.058 | 0 | 0.146 | 0 | 0 | 0 | 0.941 | 0 | 0.41
2024-05-19 06:00 | 0 | 0.718 | 0 | 0.639 | 0 | 0.011 | 0.004 | 0.058 | 0.001 | 0.032 | 0 | 0.223 | 0 | 0.002 | 0 | 0.924 | 0 | 0.373
2024-05-19 07:00 | 0.048 | 0.715 | 0.14 | 0.591 | 0.197 | 0.029 | 0.251 | 0.031 | 0.227 | 0.017 | 0.029 | 0.243 | 0.177 | 0.008 | 0 | 0.906 | 0.188 | 0.324
2024-05-19 08:00 | 0.241 | 0.599 | 0.408 | 0.268 | 0.448 | 0.053 | 0.483 | 0.006 | 0.47 | 0.024 | 0.269 | 0.112 | 0.43 | 0.013 | 0.014 | 0.893 | 0.422 | 0.201
2024-05-19 09:00 | 0.419 | 0.472 | 0.593 | 0.128 | 0.62 | 0.167 | 0.638 | 0 | 0.632 | 0.093 | 0.447 | 0.143 | 0.604 | 0.145 | 0.091 | 0.895 | 0.583 | 0.095
2024-05-19 10:00 | 0.527 | 0.635 | 0.701 | 0.519 | 0.726 | 0.135 | 0.735 | 0 | 0.733 | 0.085 | 0.543 | 0.235 | 0.713 | 0.149 | 0.267 | 0.913 | 0.68 | 0.072
2024-05-19 11:00 | 0.571 | 0.841 | 0.753 | 0.711 | 0.782 | 0.086 | 0.781 | 0.001 | 0.785 | 0.048 | 0.637 | 0.288 | 0.77 | 0.105 | 0.504 | 0.922 | 0.723 | 0.093
2024-05-19 12:00 | 0.571 | 0.896 | 0.753 | 0.741 | 0.784 | 0.08 | 0.78 | 0.001 | 0.784 | 0.038 | 0.706 | 0.35 | 0.775 | 0.079 | 0.681 | 0.91 | 0.711 | 0.108
2024-05-19 13:00 | 0.492 | 0.894 | 0.713 | 0.762 | 0.738 | 0.094 | 0.732 | 0 | 0.735 | 0.05 | 0.693 | 0.456 | 0.733 | 0.076 | 0.678 | 0.904 | 0.649 | 0.141
2024-05-19 14:00 | 0.372 | 0.882 | 0.623 | 0.74 | 0.643 | 0.12 | 0.634 | 0 | 0.635 | 0.064 | 0.6 | 0.551 | 0.642 | 0.083 | 0.618 | 0.895 | 0.545 | 0.184
2024-05-19 15:00 | 0.239 | 0.921 | 0.475 | 0.674 | 0.492 | 0.144 | 0.483 | 0 | 0.48 | 0.083 | 0.454 | 0.615 | 0.497 | 0.083 | 0.493 | 0.855 | 0.369 | 0.251
2024-05-19 16:00 | 0.081 | 0.975 | 0.26 | 0.571 | 0.276 | 0.166 | 0.269 | 0 | 0.259 | 0.133 | 0.32 | 0.633 | 0.289 | 0.081 | 0.292 | 0.778 | 0.133 | 0.357
2024-05-19 17:00 | 0 | 0.989 | 0.011 | 0.571 | 0.011 | 0.23 | 0.008 | 0.002 | 0.005 | 0.223 | 0.08 | 0.625 | 0.019 | 0.095 | 0.038 | 0.651 | 0 | 0.348
2024-05-19 18:00 | 0 | 0.99 | 0 | 0.551 | 0 | 0.245 | 0 | 0.008 | 0 | 0.26 | 0 | 0.574 | 0 | 0.088 | 0 | 0.527 | 0 | 0.23
2024-05-19 19:00 | 0 | 0.982 | 0 | 0.491 | 0 | 0.219 | 0 | 0.016 | 0 | 0.272 | 0 | 0.498 | 0 | 0.064 | 0 | 0.44 | 0 | 0.226
2024-05-19 20:00 | 0 | 0.963 | 0 | 0.447 | 0 | 0.178 | 0 | 0.023 | 0 | 0.261 | 0 | 0.437 | 0 | 0.039 | 0 | 0.376 | 0 | 0.245
2024-05-19 21:00 | 0 | 0.943 | 0 | 0.43 | 0 | 0.148 | 0 | 0.032 | 0 | 0.236 | 0 | 0.414 | 0 | 0.028 | 0 | 0.354 | 0 | 0.14
2024-05-19 22:00 | 0 | 0.91 | 0 | 0.451 | 0 | 0.13 | 0 | 0.047 | 0 | 0.217 | 0 | 0.444 | 0 | 0.026 | 0 | 0.367 | 0 | 0.106
2024-05-19 23:00 | 0 | 0.851 | 0 | 0.474 | 0 | 0.123 | 0 | 0.068 | 0 | 0.229 | 0 | 0.457 | 0 | 0.032 | 0 | 0.386 | 0 | 0.707
2024-05-20 | 0 | 0.764 | 0 | 0.468 | 0 | 0.119 | 0 | 0.096 | 0 | 0.263 | 0 | 0.438 | 0 | 0.039 | 0 | 0.398 | 0 | 0.957
2024-05-20 01:00 | 0 | 0.648 | 0 | 0.434 | 0 | 0.096 | 0 | 0.14 | 0 | 0.281 | 0 | 0.409 | 0 | 0.035 | 0 | 0.407 | 0 | 0.987
2024-05-20 02:00 | 0 | 0.536 | 0 | 0.364 | 0 | 0.08 | 0 | 0.174 | 0 | 0.27 | 0 | 0.361 | 0 | 0.032 | 0 | 0.413 | 0 | 0.988
2024-05-20 03:00 | 0 | 0.536 | 0 | 0.272 | 0 | 0.083 | 0 | 0.156 | 0 | 0.243 | 0 | 0.295 | 0 | 0.045 | 0 | 0.401 | 0 | 0.977
2024-05-20 04:00 | 0 | 0.562 | 0 | 0.192 | 0 | 0.118 | 0 | 0.12 | 0 | 0.232 | 0 | 0.255 | 0 | 0.087 | 0 | 0.398 | 0 | 0.962
2024-05-20 05:00 | 0 | 0.586 | 0 | 0.134 | 0 | 0.163 | 0 | 0.1 | 0 | 0.231 | 0 | 0.235 | 0 | 0.169 | 0 | 0.367 | 0 | 0.937
2024-05-20 06:00 | 0 | 0.588 | 0 | 0.093 | 0 | 0.182 | 0.003 | 0.101 | 0.001 | 0.235 | 0 | 0.219 | 0 | 0.252 | 0 | 0.316 | 0 | 0.887
2024-05-20 07:00 | 0.103 | 0.562 | 0.14 | 0.057 | 0.203 | 0.15 | 0.247 | 0.102 | 0.231 | 0.221 | 0.048 | 0.189 | 0.182 | 0.256 | 0 | 0.271 | 0.095 | 0.832
2024-05-20 08:00 | 0.359 | 0.466 | 0.412 | 0.008 | 0.452 | 0.035 | 0.48 | 0.037 | 0.472 | 0.076 | 0.334 | 0.117 | 0.432 | 0.073 | 0.072 | 0.269 | 0.308 | 0.85
2024-05-20 09:00 | 0.552 | 0.557 | 0.598 | 0 | 0.62 | 0.002 | 0.634 | 0.031 | 0.63 | 0.027 | 0.556 | 0.049 | 0.602 | 0 | 0.313 | 0.344 | 0.485 | 0.853
2024-05-20 10:00 | 0.677 | 0.484 | 0.705 | 0.002 | 0.717 | 0.004 | 0.728 | 0.051 | 0.724 | 0.027 | 0.702 | 0.005 | 0.703 | 0 | 0.549 | 0.472 | 0.549 | 0.818
2024-05-20 11:00 | 0.742 | 0.367 | 0.762 | 0.016 | 0.766 | 0.009 | 0.772 | 0.058 | 0.769 | 0.013 | 0.78 | 0 | 0.754 | 0 | 0.648 | 0.514 | 0.602 | 0.764
2024-05-20 12:00 | 0.753 | 0.283 | 0.77 | 0.045 | 0.769 | 0.014 | 0.77 | 0.044 | 0.767 | 0.004 | 0.803 | 0 | 0.759 | 0.001 | 0.674 | 0.519 | 0.624 | 0.7
2024-05-20 13:00 | 0.711 | 0.237 | 0.731 | 0.084 | 0.724 | 0.023 | 0.722 | 0.032 | 0.718 | 0.001 | 0.777 | 0 | 0.717 | 0.003 | 0.66 | 0.505 | 0.613 | 0.611
2024-05-20 14:00 | 0.616 | 0.207 | 0.643 | 0.124 | 0.629 | 0.035 | 0.624 | 0.032 | 0.618 | 0 | 0.7 | 0 | 0.624 | 0.006 | 0.604 | 0.469 | 0.509 | 0.502
2024-05-20 15:00 | 0.461 | 0.187 | 0.497 | 0.146 | 0.478 | 0.05 | 0.471 | 0.048 | 0.461 | 0 | 0.57 | 0 | 0.479 | 0.011 | 0.486 | 0.406 | 0.331 | 0.4
2024-05-20 16:00 | 0.236 | 0.2 | 0.293 | 0.14 | 0.263 | 0.08 | 0.252 | 0.102 | 0.237 | 0 | 0.339 | 0.001 | 0.27 | 0.019 | 0.304 | 0.316 | 0.111 | 0.32
2024-05-20 17:00 | 0.001 | 0.272 | 0.016 | 0.155 | 0.009 | 0.167 | 0.006 | 0.254 | 0.004 | 0 | 0.061 | 0.027 | 0.015 | 0.048 | 0.056 | 0.218 | 0 | 0.259
2024-05-20 18:00 | 0 | 0.243 | 0 | 0.144 | 0 | 0.282 | 0 | 0.46 | 0 | 0 | 0 | 0.111 | 0 | 0.104 | 0 | 0.162 | 0 | 0.196
2024-05-20 19:00 | 0 | 0.137 | 0 | 0.106 | 0 | 0.388 | 0 | 0.574 | 0 | 0.006 | 0 | 0.192 | 0 | 0.193 | 0 | 0.122 | 0 | 0.142
2024-05-20 20:00 | 0 | 0.044 | 0 | 0.076 | 0 | 0.459 | 0 | 0.573 | 0 | 0.023 | 0 | 0.252 | 0 | 0.315 | 0 | 0.098 | 0 | 0.12
2024-05-20 21:00 | 0 | 0.018 | 0 | 0.058 | 0 | 0.464 | 0 | 0.525 | 0 | 0.039 | 0 | 0.291 | 0 | 0.432 | 0 | 0.086 | 0 | 0.121
2024-05-20 22:00 | 0 | 0.045 | 0 | 0.045 | 0 | 0.367 | 0 | 0.475 | 0 | 0.044 | 0 | 0.314 | 0 | 0.489 | 0 | 0.088 | 0 | 0.123
2024-05-20 23:00 | 0 | 0.119 | 0 | 0.039 | 0 | 0.261 | 0 | 0.428 | 0 | 0.048 | 0 | 0.345 | 0 | 0.513 | 0 | 0.086 | 0 | 0.103
2024-05-21 | 0 | 0.184 | 0 | 0.035 | 0 | 0.212 | 0 | 0.367 | 0 | 0.044 | 0 | 0.395 | 0 | 0.52 | 0 | 0.079 | 0 | 0.072
2024-05-21 01:00 | 0 | 0.218 | 0 | 0.036 | 0 | 0.213 | 0 | 0.295 | 0 | 0.034 | 0 | 0.46 | 0 | 0.51 | 0 | 0.073 | 0 | 0.048
2024-05-21 02:00 | 0 | 0.226 | 0 | 0.04 | 0 | 0.209 | 0 | 0.275 | 0 | 0.025 | 0 | 0.519 | 0 | 0.491 | 0 | 0.064 | 0 | 0.027
2024-05-21 03:00 | 0 | 0.227 | 0 | 0.039 | 0 | 0.181 | 0 | 0.25 | 0 | 0.019 | 0 | 0.538 | 0 | 0.439 | 0 | 0.05 | 0 | 0.012
2024-05-21 04:00 | 0 | 0.231 | 0 | 0.039 | 0 | 0.144 | 0 | 0.221 | 0 | 0.016 | 0 | 0.539 | 0 | 0.366 | 0 | 0.037 | 0 | 0.006
2024-05-21 05:00 | 0 | 0.229 | 0 | 0.055 | 0 | 0.131 | 0 | 0.191 | 0 | 0.016 | 0 | 0.522 | 0 | 0.313 | 0 | 0.026 | 0 | 0.002
2024-05-21 06:00 | 0 | 0.22 | 0 | 0.086 | 0 | 0.136 | 0 | 0.171 | 0 | 0.02 | 0 | 0.503 | 0 | 0.277 | 0 | 0.017 | 0 | 0.002
2024-05-21 07:00 | 0.112 | 0.213 | 0.155 | 0.124 | 0.167 | 0.127 | 0.111 | 0.145 | 0.147 | 0.017 | 0.026 | 0.493 | 0.122 | 0.204 | 0 | 0.009 | 0.15 | 0.015
2024-05-21 08:00 | 0.373 | 0.137 | 0.412 | 0.089 | 0.393 | 0.058 | 0.36 | 0.145 | 0.395 | 0.006 | 0.214 | 0.293 | 0.348 | 0.084 | 0.15 | 0.005 | 0.382 | 0.017
2024-05-21 09:00 | 0.563 | 0.007 | 0.596 | 0.027 | 0.603 | 0.034 | 0.597 | 0.09 | 0.611 | 0.009 | 0.396 | 0.075 | 0.589 | 0.047 | 0.325 | 0.001 | 0.554 | 0.065
2024-05-21 10:00 | 0.68 | 0 | 0.702 | 0.021 | 0.707 | 0.025 | 0.71 | 0.022 | 0.712 | 0.003 | 0.553 | 0.155 | 0.697 | 0.068 | 0.417 | 0.001 | 0.662 | 0.131
2024-05-21 11:00 | 0.739 | 0 | 0.748 | 0.055 | 0.756 | 0.042 | 0.756 | 0 | 0.757 | 0.014 | 0.621 | 0.237 | 0.749 | 0.067 | 0.513 | 0.003 | 0.71 | 0.169
2024-05-21 12:00 | 0.748 | 0 | 0.754 | 0.101 | 0.758 | 0.057 | 0.753 | 0 | 0.755 | 0.029 | 0.621 | 0.251 | 0.753 | 0.054 | 0.58 | 0.012 | 0.707 | 0.199
2024-05-21 13:00 | 0.707 | 0 | 0.704 | 0.154 | 0.713 | 0.069 | 0.703 | 0 | 0.705 | 0.036 | 0.551 | 0.261 | 0.71 | 0.045 | 0.578 | 0.035 | 0.649 | 0.245
2024-05-21 14:00 | 0.615 | 0 | 0.613 | 0.188 | 0.619 | 0.08 | 0.607 | 0 | 0.609 | 0.039 | 0.423 | 0.251 | 0.62 | 0.04 | 0.51 | 0.059 | 0.537 | 0.323
2024-05-21 15:00 | 0.465 | 0.021 | 0.455 | 0.179 | 0.465 | 0.083 | 0.452 | 0.002 | 0.45 | 0.038 | 0.277 | 0.201 | 0.473 | 0.033 | 0.415 | 0.081 | 0.361 | 0.421
2024-05-21 16:00 | 0.246 | 0.13 | 0.232 | 0.094 | 0.246 | 0.099 | 0.231 | 0.013 | 0.215 | 0.053 | 0.133 | 0.106 | 0.261 | 0.033 | 0.247 | 0.101 | 0.13 | 0.475
2024-05-21 17:00 | 0.001 | 0.176 | 0.007 | 0.022 | 0.007 | 0.161 | 0.005 | 0.111 | 0.002 | 0.115 | 0.02 | 0.033 | 0.013 | 0.05 | 0.046 | 0.121 | 0 | 0.467
2024-05-21 18:00 | 0 | 0.086 | 0 | 0 | 0 | 0.182 | 0 | 0.228 | 0 | 0.146 | 0 | 0.005 | 0 | 0.061 | 0 | 0.114 | 0 | 0.413
2024-05-21 19:00 | 0 | 0.009 | 0 | 0 | 0 | 0.17 | 0 | 0.248 | 0 | 0.124 | 0 | 0 | 0 | 0.061 | 0 | 0.078 | 0 | 0.363
2024-05-21 20:00 | 0 | 0 | 0 | 0 | 0 | 0.157 | 0 | 0.203 | 0 | 0.081 | 0 | 0 | 0 | 0.058 | 0 | 0.057 | 0 | 0.354
2024-05-21 21:00 | 0 | 0.001 | 0 | 0.01 | 0 | 0.149 | 0 | 0.148 | 0 | 0.047 | 0 | 0.002 | 0 | 0.054 | 0 | 0.054 | 0 | 0.37
2024-05-21 22:00 | 0 | 0.024 | 0 | 0.038 | 0 | 0.133 | 0 | 0.106 | 0 | 0.028 | 0 | 0.008 | 0 | 0.047 | 0 | 0.051 | 0 | 0.396
2024-05-21 23:00 | 0 | 0.087 | 0 | 0.069 | 0 | 0.109 | 0 | 0.076 | 0 | 0.014 | 0 | 0.008 | 0 | 0.04 | 0 | 0.042 | 0 | 0.403
2024-05-22 | 0 | 0.152 | 0 | 0.08 | 0 | 0.083 | 0 | 0.051 | 0 | 0.008 | 0 | 0.004 | 0 | 0.03 | 0 | 0.034 | 0 | 0.398
2024-05-22 01:00 | 0 | 0.201 | 0 | 0.061 | 0 | 0.058 | 0 | 0.029 | 0 | 0.005 | 0 | 0 | 0 | 0.02 | 0 | 0.031 | 0 | 0.367
2024-05-22 02:00 | 0 | 0.246 | 0 | 0.031 | 0 | 0.038 | 0 | 0.014 | 0 | 0.003 | 0 | 0 | 0 | 0.012 | 0 | 0.034 | 0 | 0.291
2024-05-22 03:00 | 0 | 0.297 | 0 | 0.015 | 0 | 0.027 | 0 | 0.006 | 0 | 0.002 | 0 | 0.006 | 0 | 0.007 | 0 | 0.035 | 0 | 0.184
2024-05-22 04:00 | 0 | 0.342 | 0 | 0.011 | 0 | 0.022 | 0 | 0.003 | 0 | 0.001 | 0 | 0.042 | 0 | 0.004 | 0 | 0.029 | 0 | 0.104
2024-05-22 05:00 | 0 | 0.379 | 0 | 0.008 | 0 | 0.018 | 0 | 0.002 | 0 | 0.001 | 0 | 0.093 | 0 | 0.001 | 0 | 0.026 | 0 | 0.069
2024-05-22 06:00 | 0 | 0.416 | 0 | 0.007 | 0 | 0.013 | 0.002 | 0.001 | 0 | 0.001 | 0 | 0.134 | 0 | 0 | 0 | 0.027 | 0 | 0.058
2024-05-22 07:00 | 0.087 | 0.439 | 0.124 | 0.008 | 0.187 | 0.01 | 0.217 | 0.001 | 0.208 | 0.002 | 0.025 | 0.18 | 0.168 | 0 | 0 | 0.03 | 0.159 | 0.069
2024-05-22 08:00 | 0.337 | 0.292 | 0.375 | 0.001 | 0.44 | 0.004 | 0.453 | 0 | 0.455 | 0 | 0.253 | 0.16 | 0.42 | 0 | 0.104 | 0.033 | 0.394 | 0.049
2024-05-22 09:00 | 0.541 | 0.163 | 0.56 | 0 | 0.608 | 0.012 | 0.612 | 0.003 | 0.618 | 0.015 | 0.465 | 0.096 | 0.591 | 0.001 | 0.296 | 0.043 | 0.56 | 0.059
2024-05-22 10:00 | 0.662 | 0.124 | 0.678 | 0.002 | 0.71 | 0.011 | 0.711 | 0.012 | 0.715 | 0.046 | 0.6 | 0.093 | 0.697 | 0 | 0.499 | 0.083 | 0.662 | 0.113
2024-05-22 11:00 | 0.724 | 0.084 | 0.736 | 0.074 | 0.762 | 0.011 | 0.757 | 0.025 | 0.763 | 0.048 | 0.663 | 0.11 | 0.75 | 0 | 0.674 | 0.088 | 0.704 | 0.174
2024-05-22 12:00 | 0.734 | 0.064 | 0.745 | 0.093 | 0.764 | 0.012 | 0.755 | 0.041 | 0.761 | 0.041 | 0.648 | 0.173 | 0.755 | 0 | 0.729 | 0.082 | 0.696 | 0.235
2024-05-22 13:00 | 0.694 | 0.055 | 0.702 | 0.098 | 0.718 | 0.012 | 0.706 | 0.045 | 0.71 | 0.032 | 0.559 | 0.204 | 0.712 | 0 | 0.721 | 0.072 | 0.635 | 0.291
2024-05-22 14:00 | 0.6 | 0.049 | 0.588 | 0.095 | 0.615 | 0.017 | 0.607 | 0.043 | 0.604 | 0.028 | 0.473 | 0.17 | 0.616 | 0 | 0.656 | 0.067 | 0.517 | 0.337
2024-05-22 15:00 | 0.444 | 0.051 | 0.404 | 0.078 | 0.459 | 0.029 | 0.453 | 0.041 | 0.444 | 0.031 | 0.315 | 0.11 | 0.467 | 0.001 | 0.533 | 0.085 | 0.337 | 0.358
2024-05-22 16:00 | 0.21 | 0.077 | 0.179 | 0.037 | 0.235 | 0.068 | 0.234 | 0.041 | 0.217 | 0.046 | 0.134 | 0.046 | 0.252 | 0.003 | 0.344 | 0.144 | 0.107 | 0.326
2024-05-22 17:00 | 0 | 0.088 | 0.006 | 0.005 | 0.005 | 0.185 | 0.005 | 0.05 | 0.002 | 0.084 | 0.021 | 0.01 | 0.011 | 0.012 | 0.08 | 0.22 | 0 | 0.272
2024-05-22 18:00 | 0 | 0.047 | 0 | 0 | 0 | 0.355 | 0 | 0.074 | 0 | 0.15 | 0 | 0.002 | 0 | 0.073 | 0 | 0.282 | 0 | 0.233
2024-05-22 19:00 | 0 | 0.012 | 0 | 0 | 0 | 0.491 | 0 | 0.127 | 0 | 0.226 | 0 | 0.001 | 0 | 0.243 | 0 | 0.319 | 0 | 0.201
2024-05-22 20:00 | 0 | 0.001 | 0 | 0.002 | 0 | 0.568 | 0 | 0.175 | 0 | 0.277 | 0 | 0.01 | 0 | 0.449 | 0 | 0.32 | 0 | 0.171
2024-05-22 21:00 | 0 | 0.006 | 0 | 0.023 | 0 | 0.595 | 0 | 0.205 | 0 | 0.289 | 0 | 0.039 | 0 | 0.58 | 0 | 0.29 | 0 | 0.149
2024-05-22 22:00 | 0 | 0.037 | 0 | 0.065 | 0 | 0.59 | 0 | 0.22 | 0 | 0.278 | 0 | 0.079 | 0 | 0.613 | 0 | 0.265 | 0 | 0.124
2024-05-22 23:00 | 0 | 0.075 | 0 | 0.105 | 0 | 0.562 | 0 | 0.227 | 0 | 0.27 | 0 | 0.118 | 0 | 0.59 | 0 | 0.251 | 0 | 0.091
2024-05-23 | 0 | 0.093 | 0 | 0.133 | 0 | 0.519 | 0 | 0.248 | 0 | 0.282 | 0 | 0.144 | 0 | 0.562 | 0 | 0.236 | 0 | 0.066
2024-05-23 01:00 | 0 | 0.095 | 0 | 0.155 | 0 | 0.451 | 0 | 0.27 | 0 | 0.268 | 0 | 0.176 | 0 | 0.551 | 0 | 0.222 | 0 | 0.05
2024-05-23 02:00 | 0 | 0.084 | 0 | 0.174 | 0 | 0.357 | 0 | 0.281 | 0 | 0.233 | 0 | 0.247 | 0 | 0.532 | 0 | 0.227 | 0 | 0.041
2024-05-23 03:00 | 0 | 0.053 | 0 | 0.189 | 0 | 0.256 | 0 | 0.267 | 0 | 0.192 | 0 | 0.364 | 0 | 0.479 | 0 | 0.249 | 0 | 0.032
2024-05-23 04:00 | 0 | 0.019 | 0 | 0.201 | 0 | 0.202 | 0 | 0.252 | 0 | 0.158 | 0 | 0.492 | 0 | 0.401 | 0 | 0.274 | 0 | 0.024
2024-05-23 05:00 | 0 | 0.004 | 0 | 0.213 | 0 | 0.191 | 0 | 0.251 | 0 | 0.133 | 0 | 0.552 | 0 | 0.316 | 0 | 0.276 | 0 | 0.013
2024-05-23 06:00 | 0 | 0.001 | 0 | 0.228 | 0 | 0.197 | 0 | 0.235 | 0 | 0.113 | 0 | 0.556 | 0 | 0.245 | 0 | 0.272 | 0 | 0.008
2024-05-23 07:00 | 0.093 | 0.001 | 0.13 | 0.228 | 0.097 | 0.167 | 0.089 | 0.168 | 0.1 | 0.065 | 0.019 | 0.542 | 0.094 | 0.157 | 0 | 0.282 | 0.093 | 0.013
2024-05-23 08:00 | 0.349 | 0.001 | 0.383 | 0.092 | 0.286 | 0.075 | 0.314 | 0.233 | 0.286 | 0.025 | 0.239 | 0.329 | 0.297 | 0.048 | 0.177 | 0.289 | 0.283 | 0.007
2024-05-23 09:00 | 0.54 | 0.001 | 0.566 | 0.007 | 0.459 | 0.038 | 0.561 | 0.248 | 0.503 | 0.008 | 0.469 | 0.118 | 0.446 | 0.028 | 0.432 | 0.25 | 0.467 | 0.011
2024-05-23 10:00 | 0.659 | 0.005 | 0.68 | 0 | 0.57 | 0.001 | 0.686 | 0.207 | 0.54 | 0.001 | 0.615 | 0.188 | 0.549 | 0.005 | 0.602 | 0.27 | 0.6 | 0.018
2024-05-23 11:00 | 0.719 | 0.004 | 0.729 | 0 | 0.6 | 0 | 0.733 | 0.179 | 0.51 | 0 | 0.69 | 0.243 | 0.569 | 0 | 0.696 | 0.264 | 0.691 | 0.016
2024-05-23 12:00 | 0.726 | 0.003 | 0.739 | 0.002 | 0.562 | 0 | 0.731 | 0.167 | 0.442 | 0 | 0.715 | 0.264 | 0.561 | 0 | 0.734 | 0.225 | 0.688 | 0.015
2024-05-23 13:00 | 0.683 | 0.006 | 0.698 | 0.01 | 0.461 | 0 | 0.665 | 0.156 | 0.34 | 0.001 | 0.694 | 0.272 | 0.46 | 0 | 0.719 | 0.169 | 0.633 | 0.032
2024-05-23 14:00 | 0.588 | 0.017 | 0.606 | 0.021 | 0.349 | 0 | 0.546 | 0.153 | 0.25 | 0.001 | 0.613 | 0.269 | 0.324 | 0 | 0.651 | 0.144 | 0.516 | 0.083
2024-05-23 15:00 | 0.431 | 0.04 | 0.46 | 0.028 | 0.204 | 0 | 0.377 | 0.146 | 0.138 | 0 | 0.483 | 0.257 | 0.189 | 0 | 0.527 | 0.183 | 0.342 | 0.12
2024-05-23 16:00 | 0.204 | 0.11 | 0.243 | 0.03 | 0.078 | 0.004 | 0.15 | 0.131 | 0.044 | 0 | 0.291 | 0.232 | 0.077 | 0.001 | 0.338 | 0.297 | 0.114 | 0.12
2024-05-23 17:00 | 0 | 0.206 | 0.007 | 0.024 | 0.001 | 0.015 | 0.001 | 0.131 | 0 | 0.001 | 0.053 | 0.22 | 0.002 | 0.005 | 0.074 | 0.431 | 0 | 0.093
2024-05-23 18:00 | 0 | 0.243 | 0 | 0.019 | 0 | 0.015 | 0 | 0.16 | 0 | 0.007 | 0 | 0.212 | 0 | 0.012 | 0 | 0.538 | 0 | 0.06
2024-05-23 19:00 | 0 | 0.256 | 0 | 0.016 | 0 | 0.008 | 0 | 0.174 | 0 | 0.024 | 0 | 0.193 | 0 | 0.011 | 0 | 0.576 | 0 | 0.035
2024-05-23 20:00 | 0 | 0.274 | 0 | 0.013 | 0 | 0.004 | 0 | 0.178 | 0 | 0.051 | 0 | 0.171 | 0 | 0.005 | 0 | 0.583 | 0 | 0.021
2024-05-23 21:00 | 0 | 0.28 | 0 | 0.012 | 0 | 0.002 | 0 | 0.17 | 0 | 0.078 | 0 | 0.162 | 0 | 0.001 | 0 | 0.569 | 0 | 0.018
2024-05-23 22:00 | 0 | 0.231 | 0 | 0.013 | 0 | 0 | 0 | 0.155 | 0 | 0.09 | 0 | 0.191 | 0 | 0 | 0 | 0.557 | 0 | 0.022
2024-05-23 23:00 | 0 | 0.157 | 0 | 0.013 | 0 | 0 | 0 | 0.144 | 0 | 0.076 | 0 | 0.277 | 0 | 0 | 0 | 0.565 | 0 | 0.025
2024-05-24 | 0 | 0.086 | 0 | 0.012 | 0 | 0 | 0 | 0.137 | 0 | 0.047 | 0 | 0.413 | 0 | 0 | 0 | 0.547 | 0 | 0.02
2024-05-24 01:00 | 0 | 0.038 | 0 | 0.012 | 0 | 0 | 0 | 0.126 | 0 | 0.023 | 0 | 0.545 | 0 | 0.002 | 0 | 0.503 | 0 | 0.015
2024-05-24 02:00 | 0 | 0.014 | 0 | 0.012 | 0 | 0 | 0 | 0.11 | 0 | 0.008 | 0 | 0.628 | 0 | 0.008 | 0 | 0.412 | 0 | 0.011
2024-05-24 03:00 | 0 | 0.006 | 0 | 0.013 | 0 | 0 | 0 | 0.093 | 0 | 0.002 | 0 | 0.669 | 0 | 0.018 | 0 | 0.276 | 0 | 0.009
2024-05-24 04:00 | 0 | 0.005 | 0 | 0.015 | 0 | 0.001 | 0 | 0.08 | 0 | 0.001 | 0 | 0.691 | 0 | 0.025 | 0 | 0.159 | 0 | 0.009
2024-05-24 05:00 | 0 | 0.005 | 0 | 0.017 | 0 | 0.001 | 0 | 0.066 | 0 | 0 | 0 | 0.695 | 0 | 0.024 | 0 | 0.113 | 0 | 0.01
2024-05-24 06:00 | 0 | 0.013 | 0 | 0.017 | 0 | 0 | 0 | 0.053 | 0 | 0 | 0 | 0.682 | 0 | 0.019 | 0 | 0.093 | 0 | 0.017
2024-05-24 07:00 | 0.073 | 0.037 | 0.123 | 0.015 | 0.176 | 0 | 0.111 | 0.026 | 0.142 | 0 | 0.025 | 0.644 | 0.144 | 0.013 | 0 | 0.072 | 0.143 | 0.023
2024-05-24 08:00 | 0.315 | 0.055 | 0.377 | 0.004 | 0.432 | 0 | 0.346 | 0.031 | 0.392 | 0 | 0.26 | 0.431 | 0.398 | 0 | 0.04 | 0.055 | 0.372 | 0.009
2024-05-24 09:00 | 0.508 | 0.037 | 0.568 | 0 | 0.602 | 0 | 0.565 | 0.054 | 0.549 | 0.001 | 0.472 | 0.264 | 0.576 | 0 | 0.124 | 0.037 | 0.541 | 0.001
2024-05-24 10:00 | 0.625 | 0.034 | 0.682 | 0 | 0.705 | 0.004 | 0.625 | 0.072 | 0.665 | 0.016 | 0.603 | 0.385 | 0.687 | 0.002 | 0.223 | 0.014 | 0.647 | 0.002
2024-05-24 11:00 | 0.675 | 0.032 | 0.742 | 0.005 | 0.758 | 0.005 | 0.61 | 0.078 | 0.73 | 0.034 | 0.68 | 0.398 | 0.742 | 0.002 | 0.304 | 0.005 | 0.696 | 0.005
2024-05-24 12:00 | 0.678 | 0.025 | 0.752 | 0.012 | 0.76 | 0.005 | 0.545 | 0.07 | 0.734 | 0.049 | 0.695 | 0.339 | 0.747 | 0.001 | 0.309 | 0.006 | 0.693 | 0.018
2024-05-24 13:00 | 0.63 | 0.033 | 0.713 | 0.024 | 0.714 | 0.006 | 0.491 | 0.054 | 0.704 | 0.066 | 0.658 | 0.3 | 0.704 | 0.001 | 0.259 | 0.008 | 0.638 | 0.041
2024-05-24 14:00 | 0.523 | 0.054 | 0.624 | 0.034 | 0.612 | 0.01 | 0.437 | 0.044 | 0.611 | 0.089 | 0.581 | 0.265 | 0.609 | 0.002 | 0.207 | 0.005 | 0.53 | 0.073
2024-05-24 15:00 | 0.355 | 0.118 | 0.478 | 0.038 | 0.455 | 0.022 | 0.314 | 0.042 | 0.455 | 0.119 | 0.454 | 0.233 | 0.457 | 0.003 | 0.198 | 0.003 | 0.356 | 0.112
2024-05-24 16:00 | 0.131 | 0.283 | 0.264 | 0.037 | 0.217 | 0.035 | 0.162 | 0.045 | 0.23 | 0.135 | 0.28 | 0.205 | 0.234 | 0.004 | 0.135 | 0.009 | 0.124 | 0.155
2024-05-24 17:00 | 0 | 0.388 | 0.009 | 0.028 | 0.004 | 0.037 | 0.003 | 0.083 | 0.002 | 0.173 | 0.06 | 0.216 | 0.008 | 0.005 | 0.024 | 0.025 | 0 | 0.17
2024-05-24 18:00 | 0 | 0.413 | 0 | 0.023 | 0 | 0.032 | 0 | 0.159 | 0 | 0.237 | 0 | 0.261 | 0 | 0.003 | 0 | 0.043 | 0 | 0.16
2024-05-24 19:00 | 0 | 0.392 | 0 | 0.019 | 0 | 0.028 | 0 | 0.225 | 0 | 0.324 | 0 | 0.305 | 0 | 0 | 0 | 0.061 | 0 | 0.151
2024-05-24 20:00 | 0 | 0.364 | 0 | 0.017 | 0 | 0.036 | 0 | 0.256 | 0 | 0.399 | 0 | 0.341 | 0 | 0 | 0 | 0.071 | 0 | 0.152
2024-05-24 21:00 | 0 | 0.348 | 0 | 0.016 | 0 | 0.071 | 0 | 0.252 | 0 | 0.407 | 0 | 0.357 | 0 | 0 | 0 | 0.08 | 0 | 0.156
2024-05-24 22:00 | 0 | 0.334 | 0 | 0.017 | 0 | 0.133 | 0 | 0.225 | 0 | 0.352 | 0 | 0.365 | 0 | 0.002 | 0 | 0.099 | 0 | 0.155
2024-05-24 23:00 | 0 | 0.289 | 0 | 0.023 | 0 | 0.203 | 0 | 0.19 | 0 | 0.262 | 0 | 0.39 | 0 | 0.03 | 0 | 0.148 | 0 | 0.156
2024-05-25 | 0 | 0.242 | 0 | 0.035 | 0 | 0.254 | 0 | 0.155 | 0 | 0.179 | 0 | 0.447 | 0 | 0.076 | 0 | 0.223 | 0 | 0.167
2024-05-25 01:00 | 0 | 0.247 | 0 | 0.049 | 0 | 0.283 | 0 | 0.113 | 0 | 0.106 | 0 | 0.535 | 0 | 0.09 | 0 | 0.281 | 0 | 0.18
2024-05-25 02:00 | 0 | 0.311 | 0 | 0.06 | 0 | 0.261 | 0 | 0.074 | 0 | 0.047 | 0 | 0.592 | 0 | 0.068 | 0 | 0.305 | 0 | 0.196
2024-05-25 03:00 | 0 | 0.432 | 0 | 0.065 | 0 | 0.204 | 0 | 0.045 | 0 | 0.013 | 0 | 0.59 | 0 | 0.036 | 0 | 0.379 | 0 | 0.202
2024-05-25 04:00 | 0 | 0.566 | 0 | 0.067 | 0 | 0.133 | 0 | 0.024 | 0 | 0.004 | 0 | 0.576 | 0 | 0.013 | 0 | 0.41 | 0 | 0.205
2024-05-25 05:00 | 0 | 0.668 | 0 | 0.067 | 0 | 0.068 | 0 | 0.01 | 0 | 0.004 | 0 | 0.584 | 0 | 0.003 | 0 | 0.422 | 0 | 0.216
2024-05-25 06:00 | 0 | 0.727 | 0 | 0.074 | 0 | 0.025 | 0.001 | 0.003 | 0 | 0.008 | 0 | 0.624 | 0 | 0 | 0 | 0.448 | 0 | 0.235
2024-05-25 07:00 | 0.053 | 0.777 | 0.131 | 0.086 | 0.188 | 0.007 | 0.23 | 0 | 0.213 | 0.017 | 0.013 | 0.693 | 0.159 | 0 | 0 | 0.514 | 0.16 | 0.251
2024-05-25 08:00 | 0.271 | 0.737 | 0.389 | 0.041 | 0.441 | 0 | 0.467 | 0 | 0.461 | 0.005 | 0.19 | 0.672 | 0.416 | 0 | 0.058 | 0.583 | 0.394 | 0.227
2024-05-25 09:00 | 0.463 | 0.578 | 0.576 | 0.003 | 0.609 | 0 | 0.628 | 0.019 | 0.624 | 0.023 | 0.397 | 0.645 | 0.591 | 0 | 0.214 | 0.621 | 0.559 | 0.181
2024-05-25 10:00 | 0.59 | 0.434 | 0.683 | 0.001 | 0.715 | 0.039 | 0.728 | 0.079 | 0.724 | 0.085 | 0.571 | 0.815 | 0.7 | 0.017 | 0.272 | 0.596 | 0.661 | 0.163
2024-05-25 11:00 | 0.61 | 0.362 | 0.727 | 0.003 | 0.77 | 0.068 | 0.782 | 0.132 | 0.779 | 0.101 | 0.698 | 0.788 | 0.756 | 0.02 | 0.277 | 0.748 | 0.71 | 0.192
2024-05-25 12:00 | 0.562 | 0.329 | 0.701 | 0.004 | 0.774 | 0.044 | 0.781 | 0.128 | 0.779 | 0.092 | 0.729 | 0.697 | 0.756 | 0.005 | 0.258 | 0.888 | 0.706 | 0.251
2024-05-25 13:00 | 0.465 | 0.273 | 0.618 | 0.003 | 0.728 | 0.018 | 0.734 | 0.087 | 0.73 | 0.063 | 0.708 | 0.618 | 0.708 | 0 | 0.218 | 0.885 | 0.651 | 0.32
2024-05-25 14:00 | 0.376 | 0.185 | 0.439 | 0.003 | 0.627 | 0.007 | 0.637 | 0.049 | 0.633 | 0.041 | 0.638 | 0.542 | 0.614 | 0 | 0.245 | 0.866 | 0.541 | 0.389
2024-05-25 15:00 | 0.281 | 0.07 | 0.212 | 0.002 | 0.446 | 0.002 | 0.484 | 0.026 | 0.476 | 0.027 | 0.512 | 0.467 | 0.467 | 0 | 0.203 | 0.772 | 0.365 | 0.442
2024-05-25 16:00 | 0.14 | 0.027 | 0.07 | 0.001 | 0.192 | 0.002 | 0.265 | 0.023 | 0.25 | 0.019 | 0.319 | 0.392 | 0.251 | 0 | 0.088 | 0.599 | 0.125 | 0.476
2024-05-25 17:00 | 0 | 0.054 | 0.001 | 0.004 | 0.003 | 0.001 | 0.006 | 0.053 | 0.002 | 0.013 | 0.068 | 0.364 | 0.011 | 0 | 0.005 | 0.37 | 0 | 0.501
2024-05-25 18:00 | 0 | 0.172 | 0 | 0.01 | 0 | 0 | 0 | 0.117 | 0 | 0.024 | 0 | 0.408 | 0 | 0.005 | 0 | 0.228 | 0 | 0.498
2024-05-25 19:00 | 0 | 0.386 | 0 | 0.017 | 0 | 0.002 | 0 | 0.181 | 0 | 0.056 | 0 | 0.471 | 0 | 0.026 | 0 | 0.153 | 0 | 0.49
2024-05-25 20:00 | 0 | 0.631 | 0 | 0.027 | 0 | 0.007 | 0 | 0.207 | 0 | 0.101 | 0 | 0.542 | 0 | 0.061 | 0 | 0.093 | 0 | 0.488
2024-05-25 21:00 | 0 | 0.81 | 0 | 0.041 | 0 | 0.02 | 0 | 0.189 | 0 | 0.124 | 0 | 0.6 | 0 | 0.107 | 0 | 0.041 | 0 | 0.481
2024-05-25 22:00 | 0 | 0.885 | 0 | 0.045 | 0 | 0.039 | 0 | 0.153 | 0 | 0.114 | 0 | 0.65 | 0 | 0.17 | 0 | 0.012 | 0 | 0.477
2024-05-25 23:00 | 0 | 0.906 | 0 | 0.025 | 0 | 0.062 | 0 | 0.121 | 0 | 0.099 | 0 | 0.7 | 0 | 0.241 | 0 | 0.011 | 0 | 0.451
2024-05-26 | 0 | 0.913 | 0 | 0.005 | 0 | 0.084 | 0 | 0.093 | 0 | 0.08 | 0 | 0.733 | 0 | 0.3 | 0 | 0.015 | 0 | 0.407
2024-05-26 01:00 | 0 | 0.917 | 0 | 0 | 0 | 0.092 | 0 | 0.067 | 0 | 0.057 | 0 | 0.732 | 0 | 0.333 | 0 | 0.036 | 0 | 0.365
2024-05-26 02:00 | 0 | 0.917 | 0 | 0 | 0 | 0.09 | 0 | 0.043 | 0 | 0.036 | 0 | 0.688 | 0 | 0.343 | 0 | 0.111 | 0 | 0.337
2024-05-26 03:00 | 0 | 0.911 | 0 | 0 | 0 | 0.084 | 0 | 0.025 | 0 | 0.019 | 0 | 0.602 | 0 | 0.333 | 0 | 0.283 | 0 | 0.325
2024-05-26 04:00 | 0 | 0.883 | 0 | 0 | 0 | 0.071 | 0 | 0.015 | 0 | 0.008 | 0 | 0.49 | 0 | 0.305 | 0 | 0.488 | 0 | 0.323
2024-05-26 05:00 | 0 | 0.85 | 0 | 0.001 | 0 | 0.049 | 0 | 0.009 | 0 | 0.003 | 0 | 0.344 | 0 | 0.251 | 0 | 0.537 | 0 | 0.3
2024-05-26 06:00 | 0 | 0.851 | 0 | 0.007 | 0 | 0.03 | 0.002 | 0.005 | 0 | 0.001 | 0 | 0.196 | 0 | 0.187 | 0 | 0.536 | 0 | 0.274
2024-05-26 07:00 | 0.019 | 0.69 | 0.048 | 0.028 | 0.193 | 0.016 | 0.246 | 0.003 | 0.228 | 0 | 0 | 0.077 | 0.162 | 0.115 | 0 | 0.506 | 0.158 | 0.251
2024-05-26 08:00 | 0.126 | 0.398 | 0.175 | 0.024 | 0.45 | 0.002 | 0.483 | 0 | 0.477 | 0 | 0.027 | 0.014 | 0.42 | 0.02 | 0.067 | 0.476 | 0.394 | 0.193
2024-05-26 09:00 | 0.228 | 0.325 | 0.345 | 0.005 | 0.619 | 0.001 | 0.639 | 0 | 0.638 | 0 | 0.101 | 0.002 | 0.596 | 0.012 | 0.239 | 0.54 | 0.561 | 0.137
2024-05-26 10:00 | 0.304 | 0.283 | 0.482 | 0.002 | 0.723 | 0.007 | 0.737 | 0.003 | 0.735 | 0 | 0.152 | 0.001 | 0.701 | 0.012 | 0.381 | 0.59 | 0.661 | 0.139
2024-05-26 11:00 | 0.379 | 0.332 | 0.415 | 0.004 | 0.776 | 0.002 | 0.782 | 0.009 | 0.784 | 0 | 0.156 | 0 | 0.757 | 0.001 | 0.451 | 0.592 | 0.708 | 0.167
2024-05-26 12:00 | 0.337 | 0.491 | 0.378 | 0.011 | 0.775 | 0 | 0.781 | 0.006 | 0.782 | 0 | 0.181 | 0 | 0.76 | 0 | 0.549 | 0.598 | 0.699 | 0.172
2024-05-26 13:00 | 0.237 | 0.645 | 0.31 | 0.019 | 0.728 | 0 | 0.732 | 0.006 | 0.731 | 0 | 0.182 | 0.015 | 0.721 | 0 | 0.615 | 0.613 | 0.64 | 0.181
2024-05-26 14:00 | 0.13 | 0.72 | 0.161 | 0.029 | 0.633 | 0 | 0.633 | 0.01 | 0.63 | 0 | 0.148 | 0.05 | 0.623 | 0 | 0.538 | 0.66 | 0.528 | 0.199
2024-05-26 15:00 | 0.072 | 0.732 | 0.076 | 0.047 | 0.468 | 0 | 0.471 | 0.012 | 0.468 | 0 | 0.115 | 0.142 | 0.414 | 0 | 0.419 | 0.73 | 0.333 | 0.201
2024-05-26 16:00 | 0.02 | 0.67 | 0.021 | 0.094 | 0.215 | 0 | 0.237 | 0.026 | 0.236 | 0.001 | 0.071 | 0.249 | 0.195 | 0 | 0.233 | 0.777 | 0.094 | 0.2
2024-05-26 17:00 | 0 | 0.467 | 0 | 0.152 | 0.003 | 0.011 | 0.001 | 0.069 | 0.002 | 0.008 | 0.011 | 0.358 | 0.007 | 0 | 0.04 | 0.75 | 0 | 0.13
2024-05-26 18:00 | 0 | 0.323 | 0 | 0.192 | 0 | 0.042 | 0 | 0.093 | 0 | 0.02 | 0 | 0.518 | 0 | 0.002 | 0 | 0.744 | 0 | 0.065
2024-05-26 19:00 | 0 | 0.24 | 0 | 0.237 | 0 | 0.084 | 0 | 0.093 | 0 | 0.028 | 0 | 0.61 | 0 | 0.011 | 0 | 0.781 | 0 | 0.034
2024-05-26 20:00 | 0 | 0.22 | 0 | 0.267 | 0 | 0.144 | 0 | 0.094 | 0 | 0.029 | 0 | 0.662 | 0 | 0.035 | 0 | 0.812 | 0 | 0.017
2024-05-26 21:00 | 0 | 0.292 | 0 | 0.273 | 0 | 0.205 | 0 | 0.105 | 0 | 0.027 | 0 | 0.704 | 0 | 0.09 | 0 | 0.832 | 0 | 0.034
2024-05-26 22:00 | 0 | 0.358 | 0 | 0.286 | 0 | 0.259 | 0 | 0.11 | 0 | 0.033 | 0 | 0.722 | 0 | 0.168 | 0 | 0.837 | 0 | 0.065
2024-05-26 23:00 | 0 | 0.395 | 0 | 0.315 | 0 | 0.302 | 0 | 0.104 | 0 | 0.049 | 0 | 0.731 | 0 | 0.257 | 0 | 0.813 | 0 | 0.09
2024-05-27 | 0 | 0.406 | 0 | 0.317 | 0 | 0.339 | 0 | 0.095 | 0 | 0.06 | 0 | 0.746 | 0 | 0.358 | 0 | 0.8 | 0 | 0.117
2024-05-27 01:00 | 0 | 0.432 | 0 | 0.311 | 0 | 0.364 | 0 | 0.08 | 0 | 0.053 | 0 | 0.755 | 0 | 0.434 | 0 | 0.832 | 0 | 0.141
2024-05-27 02:00 | 0 | 0.476 | 0 | 0.311 | 0 | 0.362 | 0 | 0.067 | 0 | 0.035 | 0 | 0.748 | 0 | 0.469 | 0 | 0.808 | 0 | 0.169
2024-05-27 03:00 | 0 | 0.501 | 0 | 0.305 | 0 | 0.355 | 0 | 0.04 | 0 | 0.022 | 0 | 0.728 | 0 | 0.484 | 0 | 0.806 | 0 | 0.217
2024-05-27 04:00 | 0 | 0.536 | 0 | 0.294 | 0 | 0.347 | 0 | 0.012 | 0 | 0.011 | 0 | 0.705 | 0 | 0.491 | 0 | 0.803 | 0 | 0.274
2024-05-27 05:00 | 0 | 0.51 | 0 | 0.281 | 0 | 0.322 | 0 | 0.006 | 0 | 0.006 | 0 | 0.672 | 0 | 0.466 | 0 | 0.791 | 0 | 0.337
2024-05-27 06:00 | 0 | 0.44 | 0 | 0.253 | 0 | 0.284 | 0.001 | 0.003 | 0 | 0.003 | 0 | 0.623 | 0 | 0.422 | 0 | 0.777 | 0 | 0.361
2024-05-27 07:00 | 0.003 | 0.311 | 0.081 | 0.192 | 0.188 | 0.198 | 0.208 | 0.002 | 0.209 | 0.001 | 0.016 | 0.578 | 0.162 | 0.297 | 0 | 0.776 | 0.025 | 0.352
2024-05-27 08:00 | 0.056 | 0.227 | 0.324 | 0.053 | 0.446 | 0.039 | 0.445 | 0 | 0.462 | 0 | 0.19 | 0.401 | 0.42 | 0.068 | 0.168 | 0.771 | 0.094 | 0.33
2024-05-27 09:00 | 0.134 | 0.182 | 0.533 | 0 | 0.616 | 0.006 | 0.606 | 0 | 0.628 | 0 | 0.367 | 0.315 | 0.595 | 0.014 | 0.405 | 0.842 | 0.238 | 0.378
2024-05-27 10:00 | 0.216 | 0.128 | 0.652 | 0 | 0.72 | 0 | 0.706 | 0 | 0.726 | 0 | 0.514 | 0.524 | 0.701 | 0.001 | 0.577 | 0.903 | 0.34 | 0.429
2024-05-27 11:00 | 0.226 | 0.137 | 0.726 | 0.001 | 0.773 | 0 | 0.752 | 0 | 0.777 | 0 | 0.6 | 0.583 | 0.758 | 0 | 0.67 | 0.895 | 0.368 | 0.422
2024-05-27 12:00 | 0.222 | 0.2 | 0.716 | 0.002 | 0.775 | 0 | 0.748 | 0 | 0.775 | 0 | 0.63 | 0.501 | 0.763 | 0 | 0.71 | 0.854 | 0.413 | 0.385
2024-05-27 13:00 | 0.175 | 0.276 | 0.652 | 0.005 | 0.728 | 0 | 0.696 | 0.001 | 0.725 | 0 | 0.626 | 0.385 | 0.72 | 0 | 0.702 | 0.791 | 0.396 | 0.37
2024-05-27 14:00 | 0.157 | 0.313 | 0.54 | 0.011 | 0.629 | 0 | 0.6 | 0.001 | 0.626 | 0 | 0.57 | 0.265 | 0.625 | 0 | 0.636 | 0.706 | 0.287 | 0.404
2024-05-27 15:00 | 0.078 | 0.284 | 0.37 | 0.017 | 0.471 | 0 | 0.456 | 0.003 | 0.465 | 0 | 0.459 | 0.177 | 0.472 | 0 | 0.514 | 0.644 | 0.162 | 0.477
2024-05-27 16:00 | 0.029 | 0.202 | 0.177 | 0.03 | 0.244 | 0.002 | 0.244 | 0.016 | 0.233 | 0.001 | 0.291 | 0.107 | 0.249 | 0 | 0.324 | 0.633 | 0.035 | 0.54
2024-05-27 17:00 | 0 | 0.138 | 0.003 | 0.085 | 0.004 | 0.012 | 0.004 | 0.085 | 0.002 | 0.005 | 0.064 | 0.086 | 0.008 | 0 | 0.063 | 0.718 | 0 | 0.621
2024-05-27 18:00 | 0 | 0.09 | 0 | 0.168 | 0 | 0.041 | 0 | 0.161 | 0 | 0.009 | 0 | 0.153 | 0 | 0.001 | 0 | 0.788 | 0 | 0.67
2024-05-27 19:00 | 0 | 0.068 | 0 | 0.255 | 0 | 0.09 | 0 | 0.208 | 0 | 0.008 | 0 | 0.305 | 0 | 0.012 | 0 | 0.791 | 0 | 0.671
2024-05-27 20:00 | 0 | 0.061 | 0 | 0.328 | 0 | 0.157 | 0 | 0.212 | 0 | 0.003 | 0 | 0.481 | 0 | 0.043 | 0 | 0.792 | 0 | 0.692
2024-05-27 21:00 | 0 | 0.058 | 0 | 0.367 | 0 | 0.225 | 0 | 0.185 | 0 | 0.001 | 0 | 0.602 | 0 | 0.1 | 0 | 0.771 | 0 | 0.708
2024-05-27 22:00 | 0 | 0.054 | 0 | 0.386 | 0 | 0.265 | 0 | 0.156 | 0 | 0 | 0 | 0.66 | 0 | 0.168 | 0 | 0.742 | 0 | 0.708
2024-05-27 23:00 | 0 | 0.047 | 0 | 0.379 | 0 | 0.284 | 0 | 0.128 | 0 | 0.002 | 0 | 0.7 | 0 | 0.235 | 0 | 0.741 | 0 | 0.69
2024-05-28 | 0 | 0.045 | 0 | 0.345 | 0 | 0.282 | 0 | 0.102 | 0 | 0.011 | 0 | 0.729 | 0 | 0.291 | 0 | 0.744 | 0 | 0.663
2024-05-28 01:00 | 0 | 0.043 | 0 | 0.31 | 0 | 0.262 | 0 | 0.079 | 0 | 0.03 | 0 | 0.739 | 0 | 0.314 | 0 | 0.733 | 0 | 0.635
2024-05-28 02:00 | 0 | 0.038 | 0 | 0.281 | 0 | 0.223 | 0 | 0.059 | 0 | 0.048 | 0 | 0.733 | 0 | 0.317 | 0 | 0.724 | 0 | 0.63
2024-05-28 03:00 | 0 | 0.034 | 0 | 0.257 | 0 | 0.173 | 0 | 0.041 | 0 | 0.06 | 0 | 0.715 | 0 | 0.312 | 0 | 0.715 | 0 | 0.622
2024-05-28 04:00 | 0 | 0.031 | 0 | 0.242 | 0 | 0.122 | 0 | 0.028 | 0 | 0.06 | 0 | 0.698 | 0 | 0.302 | 0 | 0.697 | 0 | 0.622
2024-05-28 05:00 | 0 | 0.027 | 0 | 0.241 | 0 | 0.079 | 0 | 0.024 | 0 | 0.058 | 0 | 0.662 | 0 | 0.27 | 0 | 0.652 | 0 | 0.638
2024-05-28 06:00 | 0 | 0.023 | 0 | 0.253 | 0 | 0.052 | 0.001 | 0.02 | 0 | 0.053 | 0 | 0.63 | 0 | 0.225 | 0 | 0.58 | 0 | 0.647
2024-05-28 07:00 | 0.02 | 0.016 | 0.122 | 0.276 | 0.176 | 0.031 | 0.221 | 0.012 | 0.199 | 0.037 | 0.03 | 0.603 | 0.153 | 0.155 | 0 | 0.526 | 0.063 | 0.648
2024-05-28 08:00 | 0.155 | 0.014 | 0.381 | 0.131 | 0.434 | 0.002 | 0.461 | 0.006 | 0.45 | 0.02 | 0.289 | 0.438 | 0.411 | 0.028 | 0.165 | 0.447 | 0.217 | 0.664
2024-05-28 09:00 | 0.369 | 0.025 | 0.572 | 0.01 | 0.607 | 0.001 | 0.622 | 0.001 | 0.62 | 0.012 | 0.468 | 0.318 | 0.588 | 0.004 | 0.414 | 0.285 | 0.38 | 0.763
2024-05-28 10:00 | 0.527 | 0.041 | 0.684 | 0 | 0.712 | 0.024 | 0.722 | 0 | 0.721 | 0.016 | 0.59 | 0.354 | 0.695 | 0.005 | 0.577 | 0.167 | 0.498 | 0.788
2024-05-28 11:00 | 0.551 | 0.072 | 0.741 | 0.008 | 0.76 | 0.054 | 0.77 | 0 | 0.75 | 0.029 | 0.649 | 0.502 | 0.746 | 0.01 | 0.668 | 0.143 | 0.62 | 0.762
2024-05-28 12:00 | 0.572 | 0.108 | 0.755 | 0.021 | 0.748 | 0.076 | 0.768 | 0.002 | 0.723 | 0.039 | 0.652 | 0.529 | 0.751 | 0.015 | 0.685 | 0.123 | 0.635 | 0.72
2024-05-28 13:00 | 0.549 | 0.147 | 0.719 | 0.032 | 0.708 | 0.097 | 0.716 | 0.007 | 0.681 | 0.048 | 0.654 | 0.478 | 0.711 | 0.023 | 0.598 | 0.078 | 0.578 | 0.692
2024-05-28 14:00 | 0.462 | 0.218 | 0.627 | 0.041 | 0.624 | 0.125 | 0.615 | 0.014 | 0.598 | 0.063 | 0.607 | 0.399 | 0.623 | 0.037 | 0.419 | 0.038 | 0.461 | 0.683
2024-05-28 15:00 | 0.328 | 0.338 | 0.455 | 0.045 | 0.476 | 0.149 | 0.456 | 0.024 | 0.453 | 0.087 | 0.511 | 0.344 | 0.474 | 0.057 | 0.18 | 0.012 | 0.279 | 0.676
2024-05-28 16:00 | 0.163 | 0.469 | 0.247 | 0.031 | 0.257 | 0.17 | 0.225 | 0.04 | 0.229 | 0.102 | 0.33 | 0.329 | 0.243 | 0.078 | 0.071 | 0.001 | 0.086 | 0.621
2024-05-28 17:00 | 0 | 0.606 | 0.005 | 0.016 | 0.005 | 0.231 | 0.003 | 0.083 | 0.001 | 0.13 | 0.068 | 0.433 | 0.009 | 0.124 | 0.013 | 0.001 | 0 | 0.58
2024-05-28 18:00 | 0 | 0.692 | 0 | 0.012 | 0 | 0.286 | 0 | 0.111 | 0 | 0.148 | 0 | 0.599 | 0 | 0.207 | 0 | 0.005 | 0 | 0.551
2024-05-28 19:00 | 0 | 0.725 | 0 | 0.016 | 0 | 0.325 | 0 | 0.121 | 0 | 0.139 | 0 | 0.686 | 0 | 0.31 | 0 | 0.014 | 0 | 0.51
2024-05-28 20:00 | 0 | 0.725 | 0 | 0.026 | 0 | 0.364 | 0 | 0.146 | 0 | 0.119 | 0 | 0.722 | 0 | 0.404 | 0 | 0.031 | 0 | 0.487
2024-05-28 21:00 | 0 | 0.718 | 0 | 0.046 | 0 | 0.405 | 0 | 0.182 | 0 | 0.109 | 0 | 0.737 | 0 | 0.466 | 0 | 0.053 | 0 | 0.466
2024-05-28 22:00 | 0 | 0.718 | 0 | 0.076 | 0 | 0.441 | 0 | 0.235 | 0 | 0.122 | 0 | 0.75 | 0 | 0.495 | 0 | 0.072 | 0 | 0.432
2024-05-28 23:00 | 0 | 0.711 | 0 | 0.114 | 0 | 0.461 | 0 | 0.274 | 0 | 0.152 | 0 | 0.76 | 0 | 0.509 | 0 | 0.125 | 0 | 0.417
2024-05-29 | 0 | 0.692 | 0 | 0.146 | 0 | 0.45 | 0 | 0.302 | 0 | 0.176 | 0 | 0.763 | 0 | 0.501 | 0 | 0.219 | 0 | 0.395
2024-05-29 01:00 | 0 | 0.657 | 0 | 0.162 | 0 | 0.414 | 0 | 0.277 | 0 | 0.192 | 0 | 0.764 | 0 | 0.474 | 0 | 0.272 | 0 | 0.359
2024-05-29 02:00 | 0 | 0.637 | 0 | 0.171 | 0 | 0.375 | 0 | 0.201 | 0 | 0.215 | 0 | 0.771 | 0 | 0.437 | 0 | 0.278 | 0 | 0.311
2024-05-29 03:00 | 0 | 0.634 | 0 | 0.179 | 0 | 0.349 | 0 | 0.113 | 0 | 0.251 | 0 | 0.78 | 0 | 0.413 | 0 | 0.282 | 0 | 0.251
2024-05-29 04:00 | 0 | 0.596 | 0 | 0.163 | 0 | 0.342 | 0 | 0.044 | 0 | 0.309 | 0 | 0.783 | 0 | 0.394 | 0 | 0.29 | 0 | 0.191
2024-05-29 05:00 | 0 | 0.547 | 0 | 0.136 | 0 | 0.315 | 0 | 0.011 | 0 | 0.333 | 0 | 0.759 | 0 | 0.359 | 0 | 0.283 | 0 | 0.144
2024-05-29 06:00 | 0 | 0.491 | 0 | 0.112 | 0 | 0.282 | 0 | 0.002 | 0 | 0.311 | 0 | 0.72 | 0 | 0.326 | 0 | 0.281 | 0 | 0.112
2024-05-29 07:00 | 0.022 | 0.425 | 0.143 | 0.092 | 0.214 | 0.232 | 0.075 | 0 | 0.239 | 0.237 | 0.029 | 0.679 | 0.19 | 0.255 | 0 | 0.294 | 0.082 | 0.083
2024-05-29 08:00 | 0.204 | 0.302 | 0.401 | 0.038 | 0.471 | 0.074 | 0.262 | 0 | 0.49 | 0.063 | 0.295 | 0.51 | 0.449 | 0.074 | 0.098 | 0.278 | 0.257 | 0.032
2024-05-29 09:00 | 0.465 | 0.192 | 0.588 | 0.003 | 0.639 | 0.076 | 0.618 | 0 | 0.652 | 0.102 | 0.505 | 0.395 | 0.619 | 0.031 | 0.237 | 0.23 | 0.453 | 0.002
2024-05-29 10:00 | 0.613 | 0.146 | 0.698 | 0 | 0.744 | 0.117 | 0.724 | 0.002 | 0.753 | 0.128 | 0.632 | 0.513 | 0.723 | 0.028 | 0.443 | 0.278 | 0.616 | 0
2024-05-29 11:00 | 0.67 | 0.099 | 0.757 | 0.002 | 0.795 | 0.118 | 0.772 | 0.009 | 0.8 | 0.101 | 0.7 | 0.659 | 0.777 | 0.024 | 0.635 | 0.269 | 0.671 | 0
2024-05-29 12:00 | 0.676 | 0.032 | 0.767 | 0.003 | 0.797 | 0.107 | 0.77 | 0.013 | 0.797 | 0.062 | 0.726 | 0.645 | 0.782 | 0.025 | 0.641 | 0.243 | 0.715 | 0
2024-05-29 13:00 | 0.63 | 0 | 0.729 | 0.003 | 0.751 | 0.092 | 0.722 | 0.014 | 0.746 | 0.035 | 0.669 | 0.588 | 0.739 | 0.025 | 0.605 | 0.201 | 0.661 | 0.006
2024-05-29 14:00 | 0.516 | 0.009 | 0.638 | 0.002 | 0.654 | 0.08 | 0.626 | 0.013 | 0.645 | 0.021 | 0.463 | 0.488 | 0.646 | 0.026 | 0.544 | 0.156 | 0.553 | 0.04
2024-05-29 15:00 | 0.341 | 0.059 | 0.489 | 0.001 | 0.501 | 0.071 | 0.471 | 0.012 | 0.485 | 0.016 | 0.29 | 0.349 | 0.497 | 0.028 | 0.413 | 0.101 | 0.382 | 0.081
2024-05-29 16:00 | 0.105 | 0.186 | 0.272 | 0.001 | 0.279 | 0.073 | 0.248 | 0.011 | 0.255 | 0.022 | 0.252 | 0.235 | 0.282 | 0.031 | 0.214 | 0.044 | 0.14 | 0.119
2024-05-29 17:00 | 0 | 0.201 | 0.007 | 0.001 | 0.006 | 0.094 | 0.004 | 0.018 | 0.002 | 0.046 | 0.057 | 0.245 | 0.012 | 0.039 | 0.023 | 0.017 | 0 | 0.141
2024-05-29 18:00 | 0 | 0.132 | 0 | 0 | 0 | 0.112 | 0 | 0.039 | 0 | 0.104 | 0 | 0.362 | 0 | 0.054 | 0 | 0.007 | 0 | 0.131
2024-05-29 19:00 | 0 | 0.059 | 0 | 0 | 0 | 0.117 | 0 | 0.08 | 0 | 0.203 | 0 | 0.514 | 0 | 0.078 | 0 | 0.003 | 0 | 0.119
2024-05-29 20:00 | 0 | 0.007 | 0 | 0 | 0 | 0.115 | 0 | 0.137 | 0 | 0.305 | 0 | 0.657 | 0 | 0.108 | 0 | 0.004 | 0 | 0.126
2024-05-29 21:00 | 0 | 0.019 | 0 | 0.005 | 0 | 0.126 | 0 | 0.189 | 0 | 0.379 | 0 | 0.751 | 0 | 0.136 | 0 | 0.01 | 0 | 0.147
2024-05-29 22:00 | 0 | 0.177 | 0 | 0.025 | 0 | 0.17 | 0 | 0.205 | 0 | 0.403 | 0 | 0.777 | 0 | 0.171 | 0 | 0.026 | 0 | 0.176
2024-05-29 23:00 | 0 | 0.261 | 0 | 0.038 | 0 | 0.235 | 0 | 0.181 | 0 | 0.358 | 0 | 0.744 | 0 | 0.209 | 0 | 0.041 | 0 | 0.178
2024-05-30 | 0 | 0.198 | 0 | 0.034 | 0 | 0.282 | 0 | 0.142 | 0 | 0.251 | 0 | 0.691 | 0 | 0.238 | 0 | 0.03 | 0 | 0.167
2024-05-30 01:00 | 0 | 0.133 | 0 | 0.028 | 0 | 0.291 | 0 | 0.11 | 0 | 0.144 | 0 | 0.638 | 0 | 0.261 | 0 | 0.012 | 0 | 0.152
2024-05-30 02:00 | 0 | 0.083 | 0 | 0.023 | 0 | 0.264 | 0 | 0.079 | 0 | 0.058 | 0 | 0.513 | 0 | 0.272 | 0 | 0.007 | 0 | 0.121
2024-05-30 03:00 | 0 | 0.064 | 0 | 0.015 | 0 | 0.225 | 0 | 0.05 | 0 | 0.013 | 0 | 0.265 | 0 | 0.284 | 0 | 0.008 | 0 | 0.101
2024-05-30 04:00 | 0 | 0.088 | 0 | 0.01 | 0 | 0.179 | 0 | 0.028 | 0 | 0.001 | 0 | 0.106 | 0 | 0.285 | 0 | 0.008 | 0 | 0.089
2024-05-30 05:00 | 0 | 0.124 | 0 | 0.008 | 0 | 0.119 | 0 | 0.013 | 0 | 0 | 0 | 0.126 | 0 | 0.244 | 0 | 0.014 | 0 | 0.089
2024-05-30 06:00 | 0 | 0.136 | 0 | 0.008 | 0 | 0.065 | 0 | 0.003 | 0 | 0 | 0 | 0.041 | 0 | 0.181 | 0 | 0.022 | 0 | 0.096
2024-05-30 07:00 | 0.005 | 0.18 | 0.131 | 0.005 | 0.197 | 0.03 | 0.216 | 0 | 0.223 | 0 | 0 | 0.074 | 0.173 | 0.123 | 0 | 0.023 | 0.124 | 0.107
2024-05-30 08:00 | 0.072 | 0.229 | 0.387 | 0.001 | 0.458 | 0.003 | 0.464 | 0 | 0.476 | 0 | 0.02 | 0.039 | 0.435 | 0.032 | 0.094 | 0.018 | 0.366 | 0.09
2024-05-30 09:00 | 0.181 | 0.164 | 0.579 | 0 | 0.629 | 0.002 | 0.627 | 0.003 | 0.637 | 0.02 | 0.071 | 0 | 0.61 | 0.014 | 0.276 | 0.009 | 0.493 | 0.075
2024-05-30 10:00 | 0.267 | 0.071 | 0.688 | 0 | 0.731 | 0.039 | 0.733 | 0.014 | 0.735 | 0.084 | 0.115 | 0.003 | 0.716 | 0.026 | 0.466 | 0.004 | 0.541 | 0.068
2024-05-30 11:00 | 0.339 | 0.02 | 0.745 | 0 | 0.783 | 0.041 | 0.781 | 0.01 | 0.783 | 0.072 | 0.151 | 0.035 | 0.771 | 0.017 | 0.593 | 0 | 0.542 | 0.054
2024-05-30 12:00 | 0.423 | 0.002 | 0.755 | 0.002 | 0.783 | 0.021 | 0.781 | 0.002 | 0.781 | 0.038 | 0.253 | 0.15 | 0.777 | 0.006 | 0.629 | 0 | 0.55 | 0.048
2024-05-30 13:00 | 0.446 | 0 | 0.706 | 0.005 | 0.735 | 0.007 | 0.732 | 0 | 0.729 | 0.012 | 0.354 | 0.255 | 0.734 | 0.001 | 0.634 | 0 | 0.569 | 0.053
2024-05-30 14:00 | 0.389 | 0.001 | 0.616 | 0.007 | 0.641 | 0.002 | 0.633 | 0 | 0.631 | 0.004 | 0.344 | 0.268 | 0.642 | 0 | 0.561 | 0.007 | 0.51 | 0.056
2024-05-30 15:00 | 0.265 | 0.011 | 0.441 | 0.008 | 0.484 | 0.001 | 0.478 | 0 | 0.47 | 0.002 | 0.283 | 0.226 | 0.492 | 0 | 0.435 | 0.017 | 0.36 | 0.056
2024-05-30 16:00 | 0.093 | 0.054 | 0.19 | 0.008 | 0.256 | 0 | 0.255 | 0 | 0.238 | 0.004 | 0.148 | 0.188 | 0.274 | 0 | 0.249 | 0.026 | 0.131 | 0.058
2024-05-30 17:00 | 0 | 0.097 | 0.002 | 0.002 | 0.004 | 0 | 0.004 | 0.011 | 0.001 | 0.011 | 0.028 | 0.213 | 0.01 | 0 | 0.036 | 0.043 | 0 | 0.052
2024-05-30 18:00 | 0 | 0.069 | 0 | 0 | 0 | 0 | 0 | 0.076 | 0 | 0.037 | 0 | 0.34 | 0 | 0 | 0 | 0.045 | 0 | 0.038
2024-05-30 19:00 | 0 | 0.022 | 0 | 0 | 0 | 0 | 0 | 0.176 | 0 | 0.097 | 0 | 0.441 | 0 | 0 | 0 | 0.032 | 0 | 0.029
2024-05-30 20:00 | 0 | 0.004 | 0 | 0 | 0 | 0.011 | 0 | 0.255 | 0 | 0.193 | 0 | 0.498 | 0 | 0.002 | 0 | 0.02 | 0 | 0.034
2024-05-30 21:00 | 0 | 0.001 | 0 | 0 | 0 | 0.064 | 0 | 0.29 | 0 | 0.281 | 0 | 0.526 | 0 | 0.021 | 0 | 0.016 | 0 | 0.049
2024-05-30 22:00 | 0 | 0.001 | 0 | 0 | 0 | 0.137 | 0 | 0.274 | 0 | 0.329 | 0 | 0.55 | 0 | 0.076 | 0 | 0.017 | 0 | 0.065
2024-05-30 23:00 | 0 | 0 | 0 | 0.001 | 0 | 0.161 | 0 | 0.215 | 0 | 0.358 | 0 | 0.56 | 0 | 0.154 | 0 | 0.017 | 0 | 0.066
2024-05-31 | 0 | 0 | 0 | 0 | 0 | 0.169 | 0 | 0.158 | 0 | 0.358 | 0 | 0.556 | 0 | 0.223 | 0 | 0.012 | 0 | 0.055
2024-05-31 01:00 | 0 | 0.001 | 0 | 0 | 0 | 0.218 | 0 | 0.128 | 0 | 0.325 | 0 | 0.55 | 0 | 0.237 | 0 | 0.006 | 0 | 0.041
2024-05-31 02:00 | 0 | 0.01 | 0 | 0.001 | 0 | 0.28 | 0 | 0.114 | 0 | 0.272 | 0 | 0.533 | 0 | 0.231 | 0 | 0.001 | 0 | 0.029
2024-05-31 03:00 | 0 | 0.025 | 0 | 0 | 0 | 0.321 | 0 | 0.104 | 0 | 0.214 | 0 | 0.497 | 0 | 0.252 | 0 | 0 | 0 | 0.028
2024-05-31 04:00 | 0 | 0.018 | 0 | 0.001 | 0 | 0.321 | 0 | 0.095 | 0 | 0.163 | 0 | 0.457 | 0 | 0.28 | 0 | 0.001 | 0 | 0.036
2024-05-31 05:00 | 0 | 0.008 | 0 | 0.002 | 0 | 0.274 | 0 | 0.08 | 0 | 0.103 | 0 | 0.429 | 0 | 0.254 | 0 | 0.007 | 0 | 0.042
2024-05-31 06:00 | 0 | 0.003 | 0 | 0.008 | 0 | 0.203 | 0 | 0.062 | 0 | 0.054 | 0 | 0.416 | 0 | 0.203 | 0 | 0.017 | 0 | 0.042
2024-05-31 07:00 | 0.027 | 0.002 | 0.035 | 0.024 | 0.153 | 0.127 | 0.221 | 0.034 | 0.207 | 0.02 | 0.026 | 0.407 | 0.156 | 0.144 | 0 | 0.024 | 0.166 | 0.041
2024-05-31 08:00 | 0.213 | 0.006 | 0.186 | 0.019 | 0.423 | 0.031 | 0.461 | 0.013 | 0.459 | 0.001 | 0.288 | 0.227 | 0.419 | 0.047 | 0.071 | 0.035 | 0.408 | 0.021
2024-05-31 09:00 | 0.407 | 0.002 | 0.345 | 0.007 | 0.605 | 0.006 | 0.621 | 0.006 | 0.625 | 0 | 0.501 | 0.049 | 0.6 | 0.013 | 0.196 | 0.034 | 0.572 | 0.005
2024-05-31 10:00 | 0.531 | 0.002 | 0.45 | 0.008 | 0.713 | 0 | 0.72 | 0 | 0.726 | 0 | 0.633 | 0.004 | 0.708 | 0 | 0.289 | 0.041 | 0.671 | 0.012
2024-05-31 11:00 | 0.602 | 0.002 | 0.551 | 0.016 | 0.768 | 0 | 0.762 | 0 | 0.776 | 0 | 0.716 | 0 | 0.761 | 0 | 0.403 | 0.079 | 0.716 | 0.023
2024-05-31 12:00 | 0.596 | 0.002 | 0.628 | 0.022 | 0.772 | 0 | 0.754 | 0 | 0.774 | 0.001 | 0.739 | 0 | 0.765 | 0 | 0.541 | 0.123 | 0.711 | 0.037
2024-05-31 13:00 | 0.55 | 0.001 | 0.606 | 0.017 | 0.725 | 0 | 0.698 | 0 | 0.722 | 0.003 | 0.709 | 0 | 0.722 | 0.001 | 0.598 | 0.141 | 0.656 | 0.055
2024-05-31 14:00 | 0.461 | 0 | 0.537 | 0.006 | 0.624 | 0.001 | 0.583 | 0 | 0.624 | 0.004 | 0.637 | 0.001 | 0.628 | 0.004 | 0.583 | 0.134 | 0.544 | 0.073
2024-05-31 15:00 | 0.313 | 0 | 0.405 | 0.001 | 0.457 | 0.003 | 0.392 | 0 | 0.461 | 0.003 | 0.518 | 0.001 | 0.476 | 0.009 | 0.488 | 0.125 | 0.371 | 0.085
2024-05-31 16:00 | 0.124 | 0.03 | 0.216 | 0 | 0.222 | 0.007 | 0.168 | 0 | 0.222 | 0.003 | 0.317 | 0.001 | 0.255 | 0.013 | 0.295 | 0.103 | 0.133 | 0.093
2024-05-31 17:00 | 0 | 0.197 | 0.004 | 0 | 0.003 | 0.013 | 0.001 | 0.002 | 0.001 | 0.002 | 0.052 | 0.004 | 0.008 | 0.017 | 0.048 | 0.065 | 0 | 0.103
2024-05-31 18:00 | 0 | 0.334 | 0 | 0 | 0 | 0.014 | 0 | 0.029 | 0 | 0.001 | 0 | 0.027 | 0 | 0.032 | 0 | 0.054 | 0 | 0.103
2024-05-31 19:00 | 0 | 0.407 | 0 | 0 | 0 | 0.017 | 0 | 0.075 | 0 | 0 | 0 | 0.075 | 0 | 0.063 | 0 | 0.084 | 0 | 0.096
2024-05-31 20:00 | 0 | 0.425 | 0 | 0 | 0 | 0.025 | 0 | 0.106 | 0 | 0 | 0 | 0.123 | 0 | 0.118 | 0 | 0.089 | 0 | 0.101
2024-05-31 21:00 | 0 | 0.395 | 0 | 0.001 | 0 | 0.041 | 0 | 0.112 | 0 | 0.001 | 0 | 0.146 | 0 | 0.182 | 0 | 0.05 | 0 | 0.118
2024-05-31 22:00 | 0 | 0.342 | 0 | 0.004 | 0 | 0.058 | 0 | 0.102 | 0 | 0.003 | 0 | 0.147 | 0 | 0.233 | 0 | 0.028 | 0 | 0.137
2024-05-31 23:00 | 0 | 0.328 | 0 | 0.024 | 0 | 0.062 | 0 | 0.093 | 0 | 0.007 | 0 | 0.155 | 0 | 0.252 | 0 | 0.02 | 0 | 0.144
2024-06-01 | 0 | 0.404 | 0 | 0.061 | 0 | 0.051 | 0 | 0.091 | 0 | 0.012 | 0 | 0.195 | 0 | 0.255 | 0 | 0.017 | 0 | 0.127
2024-06-01 01:00 | 0 | 0.532 | 0 | 0.105 | 0 | 0.039 | 0 | 0.095 | 0 | 0.02 | 0 | 0.209 | 0 | 0.256 | 0 | 0.015 | 0 | 0.115
2024-06-01 02:00 | 0 | 0.642 | 0 | 0.166 | 0 | 0.031 | 0 | 0.089 | 0 | 0.023 | 0 | 0.207 | 0 | 0.251 | 0 | 0.01 | 0 | 0.114
2024-06-01 03:00 | 0 | 0.718 | 0 | 0.254 | 0 | 0.029 | 0 | 0.072 | 0 | 0.019 | 0 | 0.231 | 0 | 0.243 | 0 | 0.003 | 0 | 0.114
2024-06-01 04:00 | 0 | 0.734 | 0 | 0.304 | 0 | 0.025 | 0 | 0.05 | 0 | 0.012 | 0 | 0.269 | 0 | 0.22 | 0 | 0.001 | 0 | 0.122
2024-06-01 05:00 | 0 | 0.724 | 0 | 0.29 | 0 | 0.017 | 0 | 0.034 | 0 | 0.008 | 0 | 0.302 | 0 | 0.177 | 0 | 0 | 0 | 0.134
2024-06-01 06:00 | 0 | 0.674 | 0 | 0.225 | 0 | 0.01 | 0 | 0.025 | 0 | 0.005 | 0 | 0.403 | 0 | 0.142 | 0 | 0.001 | 0 | 0.145
2024-06-01 07:00 | 0.024 | 0.583 | 0.121 | 0.144 | 0.192 | 0.005 | 0.213 | 0.014 | 0.212 | 0.002 | 0.021 | 0.484 | 0.14 | 0.117 | 0 | 0.001 | 0.124 | 0.144
2024-06-01 08:00 | 0.079 | 0.429 | 0.388 | 0.058 | 0.45 | 0 | 0.453 | 0.002 | 0.466 | 0 | 0.3 | 0.21 | 0.39 | 0.036 | 0.051 | 0.003 | 0.341 | 0.084
2024-06-01 09:00 | 0.136 | 0.438 | 0.577 | 0.043 | 0.62 | 0.003 | 0.619 | 0 | 0.631 | 0.002 | 0.398 | 0.036 | 0.573 | 0.005 | 0.081 | 0.023 | 0.51 | 0.036
2024-06-01 10:00 | 0.361 | 0.519 | 0.647 | 0.001 | 0.721 | 0.085 | 0.717 | 0.004 | 0.73 | 0.029 | 0.346 | 0.018 | 0.693 | 0.032 | 0.208 | 0.022 | 0.619 | 0.041
2024-06-01 11:00 | 0.604 | 0.491 | 0.752 | 0 | 0.771 | 0.103 | 0.762 | 0.03 | 0.778 | 0.047 | 0.478 | 0.006 | 0.737 | 0.047 | 0.389 | 0.031 | 0.674 | 0.044
2024-06-01 12:00 | 0.616 | 0.443 | 0.762 | 0.009 | 0.776 | 0.112 | 0.759 | 0.058 | 0.778 | 0.049 | 0.737 | 0.004 | 0.749 | 0.056 | 0.538 | 0.021 | 0.679 | 0.035
2024-06-01 13:00 | 0.487 | 0.451 | 0.723 | 0.002 | 0.731 | 0.147 | 0.711 | 0.085 | 0.729 | 0.07 | 0.721 | 0.002 | 0.712 | 0.087 | 0.629 | 0.002 | 0.624 | 0.042
2024-06-01 14:00 | 0.298 | 0.506 | 0.631 | 0 | 0.637 | 0.205 | 0.618 | 0.131 | 0.633 | 0.118 | 0.616 | 0 | 0.62 | 0.159 | 0.576 | 0 | 0.496 | 0.085
2024-06-01 15:00 | 0.135 | 0.513 | 0.483 | 0 | 0.483 | 0.227 | 0.464 | 0.194 | 0.474 | 0.166 | 0.25 | 0.001 | 0.467 | 0.198 | 0.354 | 0.002 | 0.284 | 0.142
2024-06-01 16:00 | 0.033 | 0.442 | 0.239 | 0 | 0.261 | 0.193 | 0.241 | 0.207 | 0.245 | 0.167 | 0.095 | 0.012 | 0.262 | 0.18 | 0.175 | 0.013 | 0.097 | 0.121
2024-06-01 17:00 | 0 | 0.349 | 0.003 | 0.001 | 0.005 | 0.226 | 0.003 | 0.148 | 0.001 | 0.135 | 0.052 | 0.014 | 0.009 | 0.252 | 0.019 | 0.048 | 0 | 0.072
2024-06-01 18:00 | 0 | 0.274 | 0 | 0.002 | 0 | 0.294 | 0 | 0.052 | 0 | 0.168 | 0 | 0.049 | 0 | 0.371 | 0 | 0.07 | 0 | 0.026
2024-06-01 19:00 | 0 | 0.213 | 0 | 0.001 | 0 | 0.323 | 0 | 0.044 | 0 | 0.278 | 0 | 0.163 | 0 | 0.452 | 0 | 0.074 | 0 | 0.011
2024-06-01 20:00 | 0 | 0.119 | 0 | 0.006 | 0 | 0.267 | 0 | 0.085 | 0 | 0.432 | 0 | 0.305 | 0 | 0.401 | 0 | 0.074 | 0 | 0.014
2024-06-01 21:00 | 0 | 0.076 | 0 | 0.027 | 0 | 0.228 | 0 | 0.13 | 0 | 0.515 | 0 | 0.42 | 0 | 0.374 | 0 | 0.064 | 0 | 0.073
2024-06-01 22:00 | 0 | 0.06 | 0 | 0.008 | 0 | 0.209 | 0 | 0.157 | 0 | 0.519 | 0 | 0.468 | 0 | 0.358 | 0 | 0.039 | 0 | 0.191
2024-06-01 23:00 | 0 | 0.043 | 0 | 0.005 | 0 | 0.274 | 0 | 0.201 | 0 | 0.448 | 0 | 0.467 | 0 | 0.491 | 0 | 0.025 | 0 | 0.355
2024-06-02 | 0 | 0.058 | 0 | 0.02 | 0 | 0.32 | 0 | 0.223 | 0 | 0.294 | 0 | 0.44 | 0 | 0.722 | 0 | 0.013 | 0 | 0.421
2024-06-02 01:00 | 0 | 0.073 | 0 | 0.043 | 0 | 0.232 | 0 | 0.167 | 0 | 0.119 | 0 | 0.39 | 0 | 0.664 | 0 | 0.012 | 0 | 0.387
2024-06-02 02:00 | 0 | 0.068 | 0 | 0.071 | 0 | 0.236 | 0 | 0.095 | 0 | 0.098 | 0 | 0.379 | 0 | 0.494 | 0 | 0.017 | 0 | 0.358
2024-06-02 03:00 | 0 | 0.082 | 0 | 0.086 | 0 | 0.261 | 0 | 0.074 | 0 | 0.103 | 0 | 0.398 | 0 | 0.442 | 0 | 0.018 | 0 | 0.278
2024-06-02 04:00 | 0 | 0.079 | 0 | 0.117 | 0 | 0.261 | 0 | 0.067 | 0 | 0.096 | 0 | 0.444 | 0 | 0.386 | 0 | 0.025 | 0 | 0.242
2024-06-02 05:00 | 0 | 0.098 | 0 | 0.184 | 0 | 0.279 | 0 | 0.047 | 0 | 0.12 | 0 | 0.523 | 0 | 0.398 | 0 | 0.032 | 0 | 0.2
2024-06-02 06:00 | 0 | 0.146 | 0 | 0.242 | 0 | 0.26 | 0 | 0.038 | 0 | 0.178 | 0 | 0.58 | 0 | 0.373 | 0 | 0.035 | 0 | 0.172
2024-06-02 07:00 | 0.053 | 0.25 | 0.136 | 0.266 | 0.206 | 0.179 | 0.088 | 0.026 | 0.237 | 0.177 | 0.025 | 0.593 | 0.182 | 0.264 | 0 | 0.039 | 0.116 | 0.148
2024-06-02 08:00 | 0.307 | 0.239 | 0.399 | 0.136 | 0.463 | 0.058 | 0.373 | 0.032 | 0.486 | 0.074 | 0.292 | 0.368 | 0.44 | 0.088 | 0.055 | 0.046 | 0.334 | 0.078
2024-06-02 09:00 | 0.499 | 0.229 | 0.587 | 0.035 | 0.631 | 0.036 | 0.64 | 0.093 | 0.645 | 0.058 | 0.505 | 0.149 | 0.612 | 0.058 | 0.244 | 0.05 | 0.493 | 0.021
2024-06-02 10:00 | 0.616 | 0.234 | 0.698 | 0.021 | 0.731 | 0.017 | 0.738 | 0.101 | 0.742 | 0.037 | 0.636 | 0.33 | 0.716 | 0.028 | 0.37 | 0.062 | 0.606 | 0.004
2024-06-02 11:00 | 0.673 | 0.144 | 0.757 | 0.024 | 0.782 | 0.001 | 0.781 | 0.079 | 0.788 | 0.008 | 0.697 | 0.359 | 0.768 | 0.002 | 0.408 | 0.12 | 0.665 | 0.001
2024-06-02 12:00 | 0.674 | 0.045 | 0.767 | 0.025 | 0.783 | 0 | 0.776 | 0.044 | 0.786 | 0.001 | 0.676 | 0.299 | 0.771 | 0 | 0.547 | 0.154 | 0.668 | 0
2024-06-02 13:00 | 0.623 | 0.013 | 0.726 | 0.025 | 0.736 | 0 | 0.724 | 0.021 | 0.735 | 0 | 0.595 | 0.254 | 0.728 | 0 | 0.657 | 0.188 | 0.622 | 0
2024-06-02 14:00 | 0.52 | 0.026 | 0.634 | 0.023 | 0.64 | 0 | 0.625 | 0.013 | 0.634 | 0 | 0.501 | 0.22 | 0.635 | 0 | 0.591 | 0.227 | 0.517 | 0.001
2024-06-02 15:00 | 0.363 | 0.027 | 0.485 | 0.02 | 0.485 | 0 | 0.466 | 0.013 | 0.475 | 0 | 0.429 | 0.207 | 0.486 | 0 | 0.312 | 0.229 | 0.356 | 0.033
2024-06-02 16:00 | 0.161 | 0.018 | 0.266 | 0.011 | 0.261 | 0 | 0.24 | 0.022 | 0.245 | 0 | 0.259 | 0.201 | 0.271 | 0 | 0.119 | 0.208 | 0.12 | 0.078
2024-06-02 17:00 | 0 | 0.008 | 0.005 | 0.001 | 0.004 | 0 | 0.003 | 0.058 | 0.001 | 0.001 | 0.028 | 0.188 | 0.009 | 0 | 0.038 | 0.263 | 0 | 0.108
2024-06-02 18:00 | 0 | 0.003 | 0 | 0 | 0 | 0.001 | 0 | 0.095 | 0 | 0.001 | 0 | 0.138 | 0 | 0 | 0 | 0.213 | 0 | 0.114
2024-06-02 19:00 | 0 | 0.007 | 0 | 0 | 0 | 0.005 | 0 | 0.121 | 0 | 0.001 | 0 | 0.137 | 0 | 0.001 | 0 | 0.16 | 0 | 0.115
2024-06-02 20:00 | 0 | 0.046 | 0 | 0.001 | 0 | 0.011 | 0 | 0.129 | 0 | 0.001 | 0 | 0.24 | 0 | 0.005 | 0 | 0.119 | 0 | 0.12
2024-06-02 21:00 | 0 | 0.1 | 0 | 0.015 | 0 | 0.019 | 0 | 0.123 | 0 | 0.001 | 0 | 0.395 | 0 | 0.025 | 0 | 0.093 | 0 | 0.15
2024-06-02 22:00 | 0 | 0.165 | 0 | 0.068 | 0 | 0.032 | 0 | 0.116 | 0 | 0 | 0 | 0.461 | 0 | 0.068 | 0 | 0.084 | 0 | 0.213
2024-06-02 23:00 | 0 | 0.274 | 0 | 0.126 | 0 | 0.048 | 0 | 0.104 | 0 | 0 | 0 | 0.516 | 0 | 0.115 | 0 | 0.121 | 0 | 0.294
2024-06-03 | 0 | 0.471 | 0 | 0.141 | 0 | 0.061 | 0 | 0.081 | 0 | 0 | 0 | 0.588 | 0 | 0.149 | 0 | 0.116 | 0 | 0.344
2024-06-03 01:00 | 0 | 0.698 | 0 | 0.119 | 0 | 0.059 | 0 | 0.043 | 0 | 0 | 0 | 0.658 | 0 | 0.158 | 0 | 0.093 | 0 | 0.355
2024-06-03 02:00 | 0 | 0.819 | 0 | 0.088 | 0 | 0.05 | 0 | 0.014 | 0 | 0 | 0 | 0.697 | 0 | 0.155 | 0 | 0.095 | 0 | 0.362
2024-06-03 03:00 | 0 | 0.839 | 0 | 0.054 | 0 | 0.042 | 0 | 0.005 | 0 | 0 | 0 | 0.71 | 0 | 0.144 | 0 | 0.107 | 0 | 0.336
2024-06-03 04:00 | 0 | 0.849 | 0 | 0.05 | 0 | 0.037 | 0 | 0.002 | 0 | 0 | 0 | 0.724 | 0 | 0.131 | 0 | 0.134 | 0 | 0.296
2024-06-03 05:00 | 0 | 0.846 | 0 | 0.073 | 0 | 0.039 | 0 | 0.001 | 0 | 0 | 0 | 0.736 | 0 | 0.125 | 0 | 0.15 | 0 | 0.283
2024-06-03 06:00 | 0 | 0.844 | 0 | 0.08 | 0 | 0.053 | 0 | 0 | 0 | 0.005 | 0 | 0.723 | 0 | 0.136 | 0 | 0.159 | 0 | 0.261
2024-06-03 07:00 | 0.012 | 0.849 | 0.134 | 0.099 | 0.197 | 0.065 | 0.233 | 0 | 0.218 | 0.029 | 0.028 | 0.706 | 0.175 | 0.138 | 0 | 0.187 | 0.157 | 0.221
2024-06-03 08:00 | 0.115 | 0.82 | 0.397 | 0.088 | 0.454 | 0.016 | 0.471 | 0 | 0.468 | 0.014 | 0.261 | 0.529 | 0.432 | 0.038 | 0.005 | 0.235 | 0.395 | 0.137
2024-06-03 09:00 | 0.343 | 0.691 | 0.584 | 0.045 | 0.625 | 0 | 0.626 | 0.012 | 0.634 | 0.003 | 0.45 | 0.37 | 0.605 | 0 | 0.026 | 0.27 | 0.558 | 0.031
2024-06-03 10:00 | 0.518 | 0.563 | 0.693 | 0.032 | 0.724 | 0.014 | 0.721 | 0.022 | 0.73 | 0.027 | 0.552 | 0.567 | 0.708 | 0 | 0.047 | 0.311 | 0.657 | 0.001
2024-06-03 11:00 | 0.522 | 0.338 | 0.749 | 0.033 | 0.774 | 0.02 | 0.767 | 0.016 | 0.779 | 0.03 | 0.681 | 0.704 | 0.76 | 0.001 | 0.081 | 0.381 | 0.703 | 0
2024-06-03 12:00 | 0.456 | 0.159 | 0.758 | 0.059 | 0.775 | 0.009 | 0.765 | 0.013 | 0.775 | 0.023 | 0.73 | 0.819 | 0.765 | 0 | 0.105 | 0.449 | 0.681 | 0.005
2024-06-03 13:00 | 0.587 | 0.043 | 0.718 | 0.1 | 0.728 | 0.001 | 0.716 | 0.011 | 0.725 | 0.009 | 0.693 | 0.819 | 0.722 | 0 | 0.097 | 0.452 | 0.538 | 0.013
2024-06-03 14:00 | 0.33 | 0.002 | 0.625 | 0.136 | 0.635 | 0 | 0.621 | 0.006 | 0.63 | 0.001 | 0.623 | 0.8 | 0.634 | 0 | 0.104 | 0.43 | 0.334 | 0.024
2024-06-03 15:00 | 0.116 | 0.043 | 0.448 | 0.156 | 0.483 | 0 | 0.469 | 0.003 | 0.474 | 0 | 0.503 | 0.782 | 0.487 | 0 | 0.1 | 0.463 | 0.189 | 0.048
2024-06-03 16:00 | 0.049 | 0.279 | 0.189 | 0.146 | 0.262 | 0.004 | 0.25 | 0.004 | 0.248 | 0 | 0.311 | 0.7 | 0.275 | 0.003 | 0.059 | 0.51 | 0.1 | 0.088
2024-06-03 17:00 | 0 | 0.431 | 0.002 | 0.168 | 0.004 | 0.024 | 0.003 | 0.013 | 0.001 | 0.006 | 0.058 | 0.673 | 0.01 | 0.017 | 0.003 | 0.718 | 0 | 0.084
2024-06-03 18:00 | 0 | 0.484 | 0 | 0.266 | 0 | 0.051 | 0 | 0.021 | 0 | 0.037 | 0 | 0.781 | 0 | 0.034 | 0 | 0.806 | 0 | 0.09
2024-06-03 19:00 | 0 | 0.544 | 0 | 0.457 | 0 | 0.084 | 0 | 0.02 | 0 | 0.063 | 0 | 0.841 | 0 | 0.049 | 0 | 0.871 | 0 | 0.179
2024-06-03 20:00 | 0 | 0.532 | 0 | 0.61 | 0 | 0.081 | 0 | 0.014 | 0 | 0.074 | 0 | 0.826 | 0 | 0.043 | 0 | 0.905 | 0 | 0.259
2024-06-03 21:00 | 0 | 0.505 | 0 | 0.674 | 0 | 0.043 | 0 | 0.014 | 0 | 0.075 | 0 | 0.762 | 0 | 0.027 | 0 | 0.937 | 0 | 0.294
2024-06-03 22:00 | 0 | 0.703 | 0 | 0.678 | 0 | 0.023 | 0 | 0.023 | 0 | 0.05 | 0 | 0.702 | 0 | 0.023 | 0 | 0.953 | 0 | 0.313
2024-06-03 23:00 | 0 | 0.909 | 0 | 0.663 | 0 | 0.024 | 0 | 0.037 | 0 | 0.038 | 0 | 0.674 | 0 | 0.031 | 0 | 0.947 | 0 | 0.299
2024-06-04 | 0 | 0.967 | 0 | 0.638 | 0 | 0.034 | 0 | 0.053 | 0 | 0.041 | 0 | 0.547 | 0 | 0.051 | 0 | 0.947 | 0 | 0.31
2024-06-04 01:00 | 0 | 0.968 | 0 | 0.6 | 0 | 0.058 | 0 | 0.059 | 0 | 0.041 | 0 | 0.447 | 0 | 0.086 | 0 | 0.957 | 0 | 0.333
2024-06-04 02:00 | 0 | 0.969 | 0 | 0.583 | 0 | 0.096 | 0 | 0.062 | 0 | 0.045 | 0 | 0.526 | 0 | 0.13 | 0 | 0.964 | 0 | 0.31
2024-06-04 03:00 | 0 | 0.945 | 0 | 0.61 | 0 | 0.14 | 0 | 0.064 | 0 | 0.047 | 0 | 0.403 | 0 | 0.153 | 0 | 0.957 | 0 | 0.279
2024-06-04 04:00 | 0 | 0.957 | 0 | 0.615 | 0 | 0.223 | 0 | 0.068 | 0 | 0.049 | 0 | 0.227 | 0 | 0.195 | 0 | 0.941 | 0 | 0.27
2024-06-04 05:00 | 0 | 0.956 | 0 | 0.495 | 0 | 0.31 | 0 | 0.065 | 0 | 0.083 | 0 | 0.108 | 0 | 0.235 | 0 | 0.881 | 0 | 0.237
2024-06-04 06:00 | 0 | 0.95 | 0 | 0.317 | 0 | 0.321 | 0.001 | 0.067 | 0 | 0.153 | 0 | 0.058 | 0 | 0.212 | 0 | 0.811 | 0 | 0.22
2024-06-04 07:00 | 0.057 | 0.948 | 0.136 | 0.182 | 0.205 | 0.305 | 0.25 | 0.091 | 0.228 | 0.196 | 0.01 | 0.008 | 0.186 | 0.182 | 0 | 0.771 | 0.175 | 0.249
2024-06-04 08:00 | 0.317 | 0.945 | 0.409 | 0.039 | 0.459 | 0.171 | 0.485 | 0.052 | 0.478 | 0.086 | 0.151 | 0.003 | 0.44 | 0.091 | 0.049 | 0.759 | 0.417 | 0.23
2024-06-04 09:00 | 0.517 | 0.99 | 0.594 | 0.01 | 0.626 | 0.136 | 0.638 | 0.046 | 0.64 | 0.09 | 0.307 | 0.065 | 0.61 | 0.048 | 0.154 | 0.75 | 0.579 | 0.136
2024-06-04 10:00 | 0.645 | 0.985 | 0.708 | 0.092 | 0.724 | 0.561 | 0.729 | 0.059 | 0.732 | 0.54 | 0.645 | 0.054 | 0.71 | 0.302 | 0.275 | 0.812 | 0.676 | 0.064
2024-06-04 11:00 | 0.707 | 0.989 | 0.768 | 0.207 | 0.779 | 0.503 | 0.772 | 0.078 | 0.778 | 0.533 | 0.729 | 0.039 | 0.766 | 0.276 | 0.323 | 0.908 | 0.715 | 0.086
2024-06-04 12:00 | 0.716 | 0.99 | 0.766 | 0.278 | 0.781 | 0.398 | 0.769 | 0.087 | 0.777 | 0.401 | 0.75 | 0.064 | 0.772 | 0.205 | 0.281 | 0.931 | 0.699 | 0.248
2024-06-04 13:00 | 0.67 | 0.98 | 0.706 | 0.395 | 0.736 | 0.307 | 0.72 | 0.082 | 0.729 | 0.266 | 0.71 | 0.089 | 0.731 | 0.155 | 0.225 | 0.929 | 0.64 | 0.451
2024-06-04 14:00 | 0.475 | 0.954 | 0.587 | 0.529 | 0.636 | 0.251 | 0.621 | 0.069 | 0.628 | 0.188 | 0.616 | 0.085 | 0.64 | 0.127 | 0.14 | 0.907 | 0.492 | 0.621
2024-06-04 15:00 | 0.196 | 0.871 | 0.418 | 0.538 | 0.482 | 0.218 | 0.469 | 0.047 | 0.471 | 0.159 | 0.544 | 0.082 | 0.494 | 0.115 | 0.061 | 0.811 | 0.326 | 0.668
2024-06-04 16:00 | 0.069 | 0.712 | 0.235 | 0.388 | 0.26 | 0.203 | 0.251 | 0.019 | 0.242 | 0.173 | 0.352 | 0.1 | 0.284 | 0.117 | 0.022 | 0.674 | 0.095 | 0.541
2024-06-04 17:00 | 0 | 0.63 | 0.004 | 0.278 | 0.004 | 0.263 | 0.003 | 0.004 | 0.001 | 0.231 | 0.066 | 0.129 | 0.01 | 0.156 | 0.001 | 0.604 | 0 | 0.328
2024-06-04 18:00 | 0 | 0.538 | 0 | 0.196 | 0 | 0.344 | 0 | 0.004 | 0 | 0.288 | 0 | 0.108 | 0 | 0.233 | 0 | 0.595 | 0 | 0.194
2024-06-04 19:00 | 0 | 0.531 | 0 | 0.093 | 0 | 0.403 | 0 | 0.022 | 0 | 0.355 | 0 | 0.085 | 0 | 0.326 | 0 | 0.583 | 0 | 0.162
2024-06-04 20:00 | 0 | 0.516 | 0 | 0.03 | 0 | 0.395 | 0 | 0.063 | 0 | 0.41 | 0 | 0.079 | 0 | 0.374 | 0 | 0.58 | 0 | 0.103
2024-06-04 21:00 | 0 | 0.538 | 0 | 0.02 | 0 | 0.336 | 0 | 0.111 | 0 | 0.422 | 0 | 0.068 | 0 | 0.36 | 0 | 0.581 | 0 | 0.056
2024-06-04 22:00 | 0 | 0.535 | 0 | 0.026 | 0 | 0.264 | 0 | 0.15 | 0 | 0.379 | 0 | 0.078 | 0 | 0.315 | 0 | 0.58 | 0 | 0.042
2024-06-04 23:00 | 0 | 0.566 | 0 | 0.035 | 0 | 0.195 | 0 | 0.184 | 0 | 0.339 | 0 | 0.167 | 0 | 0.262 | 0 | 0.543 | 0 | 0.039
2024-06-05 | 0 | 0.658 | 0 | 0.044 | 0 | 0.144 | 0 | 0.206 | 0 | 0.31 | 0 | 0.238 | 0 | 0.217 | 0 | 0.51 | 0 | 0.035
2024-06-05 01:00 | 0 | 0.71 | 0 | 0.068 | 0 | 0.125 | 0 | 0.235 | 0 | 0.3 | 0 | 0.266 | 0 | 0.19 | 0 | 0.51 | 0 | 0.028
2024-06-05 02:00 | 0 | 0.678 | 0 | 0.079 | 0 | 0.122 | 0 | 0.288 | 0 | 0.308 | 0 | 0.337 | 0 | 0.195 | 0 | 0.494 | 0 | 0.028
2024-06-05 03:00 | 0 | 0.672 | 0 | 0.055 | 0 | 0.114 | 0 | 0.355 | 0 | 0.323 | 0 | 0.386 | 0 | 0.21 | 0 | 0.459 | 0 | 0.029
2024-06-05 04:00 | 0 | 0.772 | 0 | 0.044 | 0 | 0.12 | 0 | 0.404 | 0 | 0.314 | 0 | 0.395 | 0 | 0.251 | 0 | 0.479 | 0 | 0.03
2024-06-05 05:00 | 0 | 0.823 | 0 | 0.028 | 0 | 0.127 | 0 | 0.425 | 0 | 0.258 | 0 | 0.381 | 0 | 0.3 | 0 | 0.436 | 0 | 0.018
2024-06-05 06:00 | 0 | 0.819 | 0 | 0.018 | 0 | 0.09 | 0.001 | 0.42 | 0 | 0.188 | 0 | 0.367 | 0 | 0.268 | 0 | 0.378 | 0 | 0.013
2024-06-05 07:00 | 0.017 | 0.82 | 0.15 | 0.012 | 0.213 | 0.052 | 0.257 | 0.345 | 0.231 | 0.103 | 0.031 | 0.333 | 0.197 | 0.201 | 0 | 0.275 | 0.035 | 0.013
2024-06-05 08:00 | 0.148 | 0.858 | 0.424 | 0.002 | 0.459 | 0.011 | 0.494 | 0.114 | 0.488 | 0.013 | 0.328 | 0.145 | 0.443 | 0.073 | 0.084 | 0.179 | 0.14 | 0.011
2024-06-05 09:00 | 0.331 | 0.925 | 0.611 | 0.047 | 0.612 | 0.003 | 0.649 | 0.034 | 0.65 | 0 | 0.541 | 0.22 | 0.613 | 0.004 | 0.287 | 0.13 | 0.233 | 0.016
2024-06-05 10:00 | 0.5 | 0.944 | 0.728 | 0.207 | 0.732 | 0.194 | 0.737 | 0.016 | 0.732 | 0.2 | 0.668 | 0.135 | 0.721 | 0.111 | 0.496 | 0.089 | 0.431 | 0.047
2024-06-05 11:00 | 0.539 | 0.951 | 0.789 | 0.233 | 0.784 | 0.258 | 0.778 | 0.009 | 0.784 | 0.302 | 0.73 | 0.092 | 0.772 | 0.18 | 0.589 | 0.041 | 0.531 | 0.118
2024-06-05 12:00 | 0.484 | 0.963 | 0.792 | 0.224 | 0.785 | 0.314 | 0.775 | 0.009 | 0.783 | 0.341 | 0.775 | 0.071 | 0.775 | 0.217 | 0.66 | 0.014 | 0.471 | 0.292
2024-06-05 13:00 | 0.409 | 0.968 | 0.754 | 0.282 | 0.738 | 0.386 | 0.727 | 0.014 | 0.732 | 0.383 | 0.754 | 0.061 | 0.731 | 0.264 | 0.668 | 0.008 | 0.419 | 0.501
2024-06-05 14:00 | 0.328 | 0.962 | 0.652 | 0.318 | 0.641 | 0.387 | 0.629 | 0.02 | 0.632 | 0.413 | 0.678 | 0.044 | 0.639 | 0.261 | 0.625 | 0.009 | 0.406 | 0.624
2024-06-05 15:00 | 0.241 | 0.948 | 0.489 | 0.325 | 0.481 | 0.331 | 0.479 | 0.021 | 0.473 | 0.345 | 0.537 | 0.048 | 0.492 | 0.22 | 0.499 | 0.021 | 0.224 | 0.731
2024-06-05 16:00 | 0.102 | 0.915 | 0.232 | 0.24 | 0.223 | 0.328 | 0.262 | 0.005 | 0.245 | 0.24 | 0.351 | 0.073 | 0.278 | 0.225 | 0.277 | 0.005 | 0.054 | 0.78
2024-06-05 17:00 | 0 | 0.828 | 0.005 | 0.2 | 0.002 | 0.523 | 0.003 | 0 | 0.001 | 0.257 | 0.067 | 0.158 | 0.009 | 0.432 | 0.017 | 0.007 | 0 | 0.799
2024-06-05 18:00 | 0 | 0.712 | 0 | 0.177 | 0 | 0.626 | 0 | 0 | 0 | 0.376 | 0 | 0.302 | 0 | 0.627 | 0 | 0.006 | 0 | 0.777
2024-06-05 19:00 | 0 | 0.602 | 0 | 0.309 | 0 | 0.586 | 0 | 0 | 0 | 0.51 | 0 | 0.369 | 0 | 0.671 | 0 | 0.002 | 0 | 0.739
2024-06-05 20:00 | 0 | 0.481 | 0 | 0.413 | 0 | 0.513 | 0 | 0.002 | 0 | 0.538 | 0 | 0.311 | 0 | 0.622 | 0 | 0 | 0 | 0.712
2024-06-05 21:00 | 0 | 0.507 | 0 | 0.208 | 0 | 0.494 | 0 | 0.004 | 0 | 0.513 | 0 | 0.268 | 0 | 0.609 | 0 | 0 | 0 | 0.704
2024-06-05 22:00 | 0 | 0.482 | 0 | 0.204 | 0 | 0.535 | 0 | 0.008 | 0 | 0.511 | 0 | 0.307 | 0 | 0.628 | 0 | 0.001 | 0 | 0.491
2024-06-05 23:00 | 0 | 0.44 | 0 | 0.236 | 0 | 0.545 | 0 | 0.017 | 0 | 0.562 | 0 | 0.338 | 0 | 0.642 | 0 | 0.001 | 0 | 0.376
2024-06-06 | 0 | 0.512 | 0 | 0.22 | 0 | 0.485 | 0 | 0.053 | 0 | 0.571 | 0 | 0.379 | 0 | 0.61 | 0 | 0.001 | 0 | 0.46
2024-06-06 01:00 | 0 | 0.549 | 0 | 0.201 | 0 | 0.447 | 0 | 0.144 | 0 | 0.519 | 0 | 0.416 | 0 | 0.579 | 0 | 0 | 0 | 0.386
2024-06-06 02:00 | 0 | 0.506 | 0 | 0.167 | 0 | 0.428 | 0 | 0.248 | 0 | 0.477 | 0 | 0.456 | 0 | 0.568 | 0 | 0.001 | 0 | 0.341
2024-06-06 03:00 | 0 | 0.467 | 0 | 0.155 | 0 | 0.443 | 0 | 0.296 | 0 | 0.431 | 0 | 0.479 | 0 | 0.561 | 0 | 0.008 | 0 | 0.287
2024-06-06 04:00 | 0 | 0.445 | 0 | 0.18 | 0 | 0.468 | 0 | 0.343 | 0 | 0.386 | 0 | 0.472 | 0 | 0.55 | 0 | 0.035 | 0 | 0.229
2024-06-06 05:00 | 0 | 0.417 | 0 | 0.179 | 0 | 0.528 | 0 | 0.402 | 0 | 0.395 | 0 | 0.491 | 0 | 0.555 | 0 | 0.096 | 0 | 0.168
2024-06-06 06:00 | 0 | 0.417 | 0 | 0.206 | 0 | 0.579 | 0 | 0.425 | 0 | 0.46 | 0 | 0.511 | 0 | 0.575 | 0 | 0.209 | 0 | 0.113
2024-06-06 07:00 | 0.075 | 0.445 | 0.146 | 0.249 | 0.209 | 0.494 | 0.078 | 0.404 | 0.153 | 0.38 | 0.031 | 0.498 | 0.19 | 0.491 | 0 | 0.347 | 0.039 | 0.062
2024-06-06 08:00 | 0.366 | 0.304 | 0.422 | 0.138 | 0.467 | 0.164 | 0.273 | 0.51 | 0.331 | 0.122 | 0.33 | 0.255 | 0.449 | 0.181 | 0.173 | 0.512 | 0.158 | 0.008
2024-06-06 09:00 | 0.559 | 0.215 | 0.61 | 0.04 | 0.636 | 0.054 | 0.545 | 0.402 | 0.62 | 0.068 | 0.543 | 0.084 | 0.619 | 0.077 | 0.412 | 0.632 | 0.303 | 0
2024-06-06 10:00 | 0.675 | 0.258 | 0.725 | 0.059 | 0.735 | 0.019 | 0.658 | 0.27 | 0.725 | 0.084 | 0.672 | 0.14 | 0.722 | 0.03 | 0.573 | 0.871 | 0.416 | 0.06
2024-06-06 11:00 | 0.729 | 0.307 | 0.783 | 0.101 | 0.781 | 0.054 | 0.73 | 0.151 | 0.771 | 0.135 | 0.743 | 0.124 | 0.772 | 0.033 | 0.668 | 0.918 | 0.499 | 0.194
2024-06-06 12:00 | 0.737 | 0.378 | 0.79 | 0.141 | 0.779 | 0.136 | 0.739 | 0.087 | 0.768 | 0.241 | 0.767 | 0.1 | 0.773 | 0.061 | 0.706 | 0.931 | 0.51 | 0.364
2024-06-06 13:00 | 0.691 | 0.462 | 0.749 | 0.176 | 0.73 | 0.213 | 0.697 | 0.059 | 0.716 | 0.335 | 0.743 | 0.095 | 0.729 | 0.092 | 0.689 | 0.923 | 0.485 | 0.519
2024-06-06 14:00 | 0.592 | 0.516 | 0.656 | 0.201 | 0.634 | 0.252 | 0.602 | 0.051 | 0.614 | 0.367 | 0.671 | 0.086 | 0.636 | 0.111 | 0.616 | 0.895 | 0.461 | 0.649
2024-06-06 15:00 | 0.365 | 0.425 | 0.507 | 0.201 | 0.478 | 0.254 | 0.446 | 0.055 | 0.453 | 0.338 | 0.545 | 0.062 | 0.487 | 0.123 | 0.483 | 0.853 | 0.357 | 0.737
2024-06-06 16:00 | 0.145 | 0.417 | 0.288 | 0.186 | 0.256 | 0.233 | 0.217 | 0.093 | 0.219 | 0.265 | 0.355 | 0.034 | 0.273 | 0.114 | 0.275 | 0.773 | 0.119 | 0.791
2024-06-06 17:00 | 0 | 0.399 | 0.006 | 0.19 | 0.003 | 0.239 | 0.001 | 0.265 | 0 | 0.245 | 0.071 | 0.015 | 0.009 | 0.107 | 0.023 | 0.662 | 0 | 0.769
2024-06-06 18:00 | 0 | 0.43 | 0 | 0.15 | 0 | 0.207 | 0 | 0.374 | 0 | 0.231 | 0 | 0.004 | 0 | 0.114 | 0 | 0.63 | 0 | 0.604
2024-06-06 19:00 | 0 | 0.54 | 0 | 0.085 | 0 | 0.16 | 0 | 0.349 | 0 | 0.213 | 0 | 0.002 | 0 | 0.126 | 0 | 0.552 | 0 | 0.436
2024-06-06 20:00 | 0 | 0.669 | 0 | 0.045 | 0 | 0.135 | 0 | 0.294 | 0 | 0.186 | 0 | 0.011 | 0 | 0.144 | 0 | 0.335 | 0 | 0.414
2024-06-06 21:00 | 0 | 0.739 | 0 | 0.024 | 0 | 0.139 | 0 | 0.234 | 0 | 0.152 | 0 | 0.043 | 0 | 0.176 | 0 | 0.195 | 0 | 0.395
2024-06-06 22:00 | 0 | 0.751 | 0 | 0.014 | 0 | 0.161 | 0 | 0.172 | 0 | 0.106 | 0 | 0.101 | 0 | 0.243 | 0 | 0.1 | 0 | 0.361
2024-06-06 23:00 | 0 | 0.791 | 0 | 0.01 | 0 | 0.203 | 0 | 0.103 | 0 | 0.061 | 0 | 0.188 | 0 | 0.363 | 0 | 0.046 | 0 | 0.289
2024-06-07 | 0 | 0.869 | 0 | 0.014 | 0 | 0.231 | 0 | 0.052 | 0 | 0.032 | 0 | 0.274 | 0 | 0.454 | 0 | 0.018 | 0 | 0.235
2024-06-07 01:00 | 0 | 0.913 | 0 | 0.025 | 0 | 0.243 | 0 | 0.032 | 0 | 0.015 | 0 | 0.329 | 0 | 0.479 | 0 | 0.007 | 0 | 0.315
2024-06-07 02:00 | 0 | 0.91 | 0 | 0.04 | 0 | 0.249 | 0 | 0.025 | 0 | 0.009 | 0 | 0.362 | 0 | 0.466 | 0 | 0.002 | 0 | 0.511
2024-06-07 03:00 | 0 | 0.901 | 0 | 0.064 | 0 | 0.252 | 0 | 0.02 | 0 | 0.024 | 0 | 0.386 | 0 | 0.437 | 0 | 0.001 | 0 | 0.662
2024-06-07 04:00 | 0 | 0.876 | 0 | 0.09 | 0 | 0.272 | 0 | 0.025 | 0 | 0.072 | 0 | 0.422 | 0 | 0.416 | 0 | 0.004 | 0 | 0.781
2024-06-07 05:00 | 0 | 0.804 | 0 | 0.147 | 0 | 0.313 | 0 | 0.037 | 0 | 0.157 | 0 | 0.476 | 0 | 0.416 | 0 | 0.011 | 0 | 0.806
2024-06-07 06:00 | 0 | 0.699 | 0 | 0.231 | 0 | 0.383 | 0 | 0.06 | 0 | 0.278 | 0 | 0.54 | 0 | 0.447 | 0 | 0.034 | 0 | 0.772
2024-06-07 07:00 | 0.01 | 0.626 | 0.149 | 0.293 | 0.217 | 0.422 | 0.12 | 0.057 | 0.237 | 0.355 | 0.033 | 0.59 | 0.191 | 0.453 | 0 | 0.074 | 0.163 | 0.642
2024-06-07 08:00 | 0.117 | 0.529 | 0.426 | 0.204 | 0.473 | 0.206 | 0.418 | 0.05 | 0.491 | 0.157 | 0.338 | 0.457 | 0.45 | 0.192 | 0.085 | 0.11 | 0.398 | 0.479
2024-06-07 09:00 | 0.281 | 0.498 | 0.612 | 0.06 | 0.641 | 0.252 | 0.625 | 0.131 | 0.653 | 0.195 | 0.547 | 0.134 | 0.621 | 0.179 | 0.292 | 0.124 | 0.559 | 0.562
2024-06-07 10:00 | 0.405 | 0.423 | 0.72 | 0.204 | 0.741 | 0.457 | 0.721 | 0.167 | 0.746 | 0.287 | 0.675 | 0.125 | 0.723 | 0.325 | 0.524 | 0.18 | 0.657 | 0.69
2024-06-07 11:00 | 0.331 | 0.278 | 0.776 | 0.169 | 0.789 | 0.311 | 0.766 | 0.155 | 0.79 | 0.182 | 0.746 | 0.113 | 0.775 | 0.261 | 0.632 | 0.178 | 0.701 | 0.788
2024-06-07 12:00 | 0.296 | 0.167 | 0.781 | 0.109 | 0.789 | 0.167 | 0.764 | 0.112 | 0.787 | 0.144 | 0.769 | 0.067 | 0.779 | 0.183 | 0.676 | 0.128 | 0.685 | 0.845
2024-06-07 13:00 | 0.268 | 0.104 | 0.738 | 0.069 | 0.742 | 0.092 | 0.716 | 0.065 | 0.737 | 0.139 | 0.746 | 0.041 | 0.736 | 0.126 | 0.668 | 0.072 | 0.607 | 0.857
2024-06-07 14:00 | 0.189 | 0.073 | 0.645 | 0.045 | 0.646 | 0.076 | 0.619 | 0.047 | 0.638 | 0.165 | 0.672 | 0.032 | 0.644 | 0.098 | 0.607 | 0.033 | 0.463 | 0.846
2024-06-07 15:00 | 0.099 | 0.076 | 0.494 | 0.035 | 0.492 | 0.09 | 0.466 | 0.062 | 0.481 | 0.219 | 0.547 | 0.03 | 0.498 | 0.086 | 0.481 | 0.014 | 0.203 | 0.803
2024-06-07 16:00 | 0.022 | 0.105 | 0.274 | 0.054 | 0.27 | 0.135 | 0.244 | 0.125 | 0.256 | 0.33 | 0.36 | 0.025 | 0.285 | 0.077 | 0.293 | 0.01 | 0.039 | 0.703
2024-06-07 17:00 | 0 | 0.157 | 0.005 | 0.1 | 0.004 | 0.269 | 0.002 | 0.261 | 0.001 | 0.605 | 0.074 | 0.017 | 0.01 | 0.097 | 0.041 | 0.042 | 0 | 0.58
2024-06-07 18:00 | 0 | 0.245 | 0 | 0.161 | 0 | 0.538 | 0 | 0.439 | 0 | 0.799 | 0 | 0.023 | 0 | 0.166 | 0 | 0.139 | 0 | 0.438
2024-06-07 19:00 | 0 | 0.368 | 0 | 0.227 | 0 | 0.761 | 0 | 0.638 | 0 | 0.842 | 0 | 0.045 | 0 | 0.308 | 0 | 0.236 | 0 | 0.322
2024-06-07 20:00 | 0 | 0.505 | 0 | 0.271 | 0 | 0.831 | 0 | 0.729 | 0 | 0.826 | 0 | 0.093 | 0 | 0.544 | 0 | 0.289 | 0 | 0.233
2024-06-07 21:00 | 0 | 0.599 | 0 | 0.294 | 0 | 0.837 | 0 | 0.748 | 0 | 0.779 | 0 | 0.175 | 0 | 0.737 | 0 | 0.306 | 0 | 0.153
2024-06-07 22:00 | 0 | 0.644 | 0 | 0.361 | 0 | 0.791 | 0 | 0.748 | 0 | 0.701 | 0 | 0.294 | 0 | 0.808 | 0 | 0.325 | 0 | 0.086
2024-06-07 23:00 | 0 | 0.658 | 0 | 0.504 | 0 | 0.687 | 0 | 0.728 | 0 | 0.663 | 0 | 0.427 | 0 | 0.812 | 0 | 0.379 | 0 | 0.048
2024-06-08 | 0 | 0.669 | 0 | 0.613 | 0 | 0.63 | 0 | 0.7 | 0 | 0.624 | 0 | 0.58 | 0 | 0.714 | 0 | 0.459 | 0 | 0.038
2024-06-08 01:00 | 0 | 0.672 | 0 | 0.655 | 0 | 0.58 | 0 | 0.642 | 0 | 0.586 | 0 | 0.729 | 0 | 0.599 | 0 | 0.555 | 0 | 0.042
2024-06-08 02:00 | 0 | 0.659 | 0 | 0.672 | 0 | 0.522 | 0 | 0.55 | 0 | 0.502 | 0 | 0.8 | 0 | 0.504 | 0 | 0.679 | 0 | 0.058
2024-06-08 03:00 | 0 | 0.631 | 0 | 0.674 | 0 | 0.457 | 0 | 0.511 | 0 | 0.424 | 0 | 0.809 | 0 | 0.482 | 0 | 0.772 | 0 | 0.089
2024-06-08 04:00 | 0 | 0.615 | 0 | 0.674 | 0 | 0.391 | 0 | 0.499 | 0 | 0.399 | 0 | 0.804 | 0 | 0.457 | 0 | 0.837 | 0 | 0.139
2024-06-08 05:00 | 0 | 0.61 | 0 | 0.672 | 0 | 0.323 | 0 | 0.513 | 0 | 0.399 | 0 | 0.81 | 0 | 0.42 | 0 | 0.914 | 0 | 0.206
2024-06-08 06:00 | 0 | 0.642 | 0 | 0.613 | 0 | 0.311 | 0 | 0.552 | 0 | 0.362 | 0 | 0.814 | 0 | 0.364 | 0 | 0.945 | 0 | 0.294
2024-06-08 07:00 | 0.059 | 0.665 | 0.048 | 0.55 | 0.063 | 0.264 | 0.061 | 0.546 | 0.067 | 0.316 | 0.03 | 0.812 | 0.137 | 0.261 | 0 | 0.967 | 0.064 | 0.376
2024-06-08 08:00 | 0.331 | 0.562 | 0.246 | 0.494 | 0.42 | 0.197 | 0.389 | 0.692 | 0.375 | 0.218 | 0.33 | 0.686 | 0.406 | 0.227 | 0.17 | 0.968 | 0.279 | 0.453
2024-06-08 09:00 | 0.525 | 0.547 | 0.59 | 0.586 | 0.633 | 0.137 | 0.589 | 0.718 | 0.644 | 0.097 | 0.54 | 0.56 | 0.615 | 0.235 | 0.409 | 0.957 | 0.521 | 0.594
2024-06-08 10:00 | 0.646 | 0.682 | 0.714 | 0.605 | 0.74 | 0.129 | 0.704 | 0.615 | 0.743 | 0.034 | 0.669 | 0.844 | 0.725 | 0.203 | 0.569 | 0.951 | 0.643 | 0.704
2024-06-08 11:00 | 0.705 | 0.617 | 0.773 | 0.608 | 0.788 | 0.12 | 0.753 | 0.479 | 0.788 | 0.021 | 0.738 | 0.932 | 0.777 | 0.156 | 0.662 | 0.967 | 0.69 | 0.756
2024-06-08 12:00 | 0.712 | 0.543 | 0.777 | 0.592 | 0.788 | 0.12 | 0.765 | 0.369 | 0.785 | 0.028 | 0.756 | 0.967 | 0.778 | 0.124 | 0.696 | 0.967 | 0.697 | 0.782
2024-06-08 13:00 | 0.67 | 0.487 | 0.733 | 0.568 | 0.741 | 0.133 | 0.725 | 0.289 | 0.735 | 0.049 | 0.728 | 0.973 | 0.734 | 0.094 | 0.676 | 0.951 | 0.642 | 0.822
2024-06-08 14:00 | 0.577 | 0.444 | 0.637 | 0.544 | 0.643 | 0.138 | 0.621 | 0.24 | 0.633 | 0.075 | 0.654 | 0.963 | 0.641 | 0.071 | 0.605 | 0.91 | 0.536 | 0.863
2024-06-08 15:00 | 0.425 | 0.422 | 0.485 | 0.506 | 0.487 | 0.141 | 0.463 | 0.21 | 0.473 | 0.102 | 0.527 | 0.944 | 0.491 | 0.055 | 0.474 | 0.842 | 0.362 | 0.895
2024-06-08 16:00 | 0.198 | 0.538 | 0.263 | 0.449 | 0.261 | 0.158 | 0.227 | 0.195 | 0.242 | 0.168 | 0.335 | 0.898 | 0.274 | 0.039 | 0.273 | 0.72 | 0.121 | 0.918
2024-06-08 17:00 | 0 | 0.741 | 0.004 | 0.541 | 0.003 | 0.204 | 0.001 | 0.201 | 0.001 | 0.293 | 0.059 | 0.877 | 0.008 | 0.034 | 0.033 | 0.635 | 0 | 0.917
2024-06-08 18:00 | 0 | 0.893 | 0 | 0.64 | 0 | 0.199 | 0 | 0.212 | 0 | 0.314 | 0 | 0.906 | 0 | 0.041 | 0 | 0.692 | 0 | 0.898
2024-06-08 19:00 | 0 | 0.943 | 0 | 0.697 | 0 | 0.193 | 0 | 0.201 | 0 | 0.291 | 0 | 0.924 | 0 | 0.064 | 0 | 0.707 | 0 | 0.877
2024-06-08 20:00 | 0 | 0.95 | 0 | 0.73 | 0 | 0.208 | 0 | 0.184 | 0 | 0.28 | 0 | 0.929 | 0 | 0.105 | 0 | 0.718 | 0 | 0.853
2024-06-08 21:00 | 0 | 0.962 | 0 | 0.756 | 0 | 0.241 | 0 | 0.179 | 0 | 0.294 | 0 | 0.903 | 0 | 0.122 | 0 | 0.684 | 0 | 0.839
2024-06-08 22:00 | 0 | 0.978 | 0 | 0.772 | 0 | 0.272 | 0 | 0.169 | 0 | 0.291 | 0 | 0.77 | 0 | 0.101 | 0 | 0.684 | 0 | 0.819
2024-06-08 23:00 | 0 | 0.98 | 0 | 0.782 | 0 | 0.258 | 0 | 0.142 | 0 | 0.244 | 0 | 0.552 | 0 | 0.05 | 0 | 0.657 | 0 | 0.74
2024-06-09 | 0 | 0.961 | 0 | 0.791 | 0 | 0.21 | 0 | 0.09 | 0 | 0.179 | 0 | 0.362 | 0 | 0.011 | 0 | 0.697 | 0 | 0.61
2024-06-09 01:00 | 0 | 0.89 | 0 | 0.781 | 0 | 0.172 | 0 | 0.041 | 0 | 0.125 | 0 | 0.249 | 0 | 0.002 | 0 | 0.668 | 0 | 0.413
2024-06-09 02:00 | 0 | 0.855 | 0 | 0.765 | 0 | 0.135 | 0 | 0.012 | 0 | 0.073 | 0 | 0.141 | 0 | 0.001 | 0 | 0.666 | 0 | 0.245
2024-06-09 03:00 | 0 | 0.845 | 0 | 0.74 | 0 | 0.093 | 0 | 0.004 | 0 | 0.035 | 0 | 0.05 | 0 | 0.001 | 0 | 0.663 | 0 | 0.181
2024-06-09 04:00 | 0 | 0.809 | 0 | 0.693 | 0 | 0.063 | 0 | 0.002 | 0 | 0.021 | 0 | 0.012 | 0 | 0.002 | 0 | 0.652 | 0 | 0.179
2024-06-09 05:00 | 0 | 0.75 | 0 | 0.636 | 0 | 0.041 | 0 | 0.001 | 0 | 0.01 | 0 | 0.002 | 0 | 0.002 | 0 | 0.641 | 0 | 0.24
2024-06-09 06:00 | 0 | 0.727 | 0 | 0.579 | 0 | 0.022 | 0 | 0.001 | 0 | 0.005 | 0 | 0 | 0 | 0.002 | 0 | 0.618 | 0 | 0.291
2024-06-09 07:00 | 0.047 | 0.701 | 0.107 | 0.483 | 0.13 | 0.017 | 0.084 | 0 | 0.033 | 0.01 | 0.025 | 0 | 0.179 | 0.001 | 0 | 0.613 | 0.159 | 0.284
2024-06-09 08:00 | 0.316 | 0.562 | 0.379 | 0.196 | 0.395 | 0.016 | 0.289 | 0 | 0.144 | 0.027 | 0.321 | 0.001 | 0.434 | 0 | 0.027 | 0.576 | 0.401 | 0.211
2024-06-09 09:00 | 0.512 | 0.615 | 0.572 | 0.09 | 0.625 | 0.103 | 0.626 | 0 | 0.465 | 0.084 | 0.539 | 0 | 0.612 | 0.026 | 0.097 | 0.507 | 0.566 | 0.122
2024-06-09 10:00 | 0.629 | 0.666 | 0.687 | 0.316 | 0.733 | 0.083 | 0.734 | 0.003 | 0.739 | 0.181 | 0.676 | 0 | 0.718 | 0.012 | 0.183 | 0.594 | 0.662 | 0.046
2024-06-09 11:00 | 0.686 | 0.622 | 0.745 | 0.479 | 0.782 | 0.05 | 0.778 | 0.011 | 0.786 | 0.161 | 0.747 | 0.003 | 0.771 | 0.003 | 0.271 | 0.684 | 0.702 | 0.008
2024-06-09 12:00 | 0.695 | 0.574 | 0.753 | 0.526 | 0.781 | 0.035 | 0.776 | 0.014 | 0.784 | 0.114 | 0.769 | 0.029 | 0.774 | 0.001 | 0.332 | 0.69 | 0.693 | 0.013
2024-06-09 13:00 | 0.652 | 0.484 | 0.713 | 0.519 | 0.733 | 0.033 | 0.728 | 0.009 | 0.732 | 0.082 | 0.745 | 0.062 | 0.729 | 0 | 0.409 | 0.692 | 0.634 | 0.056
2024-06-09 14:00 | 0.558 | 0.336 | 0.623 | 0.457 | 0.633 | 0.035 | 0.63 | 0.005 | 0.63 | 0.061 | 0.672 | 0.081 | 0.635 | 0 | 0.396 | 0.69 | 0.519 | 0.105
2024-06-09 15:00 | 0.403 | 0.194 | 0.473 | 0.367 | 0.477 | 0.03 | 0.478 | 0.005 | 0.468 | 0.053 | 0.545 | 0.078 | 0.485 | 0 | 0.298 | 0.661 | 0.338 | 0.121
2024-06-09 16:00 | 0.173 | 0.172 | 0.251 | 0.222 | 0.249 | 0.019 | 0.256 | 0.013 | 0.233 | 0.042 | 0.354 | 0.06 | 0.266 | 0 | 0.116 | 0.546 | 0.099 | 0.128
2024-06-09 17:00 | 0 | 0.214 | 0.003 | 0.113 | 0.003 | 0.009 | 0.003 | 0.039 | 0 | 0.031 | 0.068 | 0.041 | 0.007 | 0 | 0.007 | 0.407 | 0 | 0.163
2024-06-09 18:00 | 0 | 0.142 | 0 | 0.045 | 0 | 0.007 | 0 | 0.035 | 0 | 0.024 | 0 | 0.022 | 0 | 0 | 0 | 0.364 | 0 | 0.227
2024-06-09 19:00 | 0 | 0.045 | 0 | 0.017 | 0 | 0.01 | 0 | 0.013 | 0 | 0.023 | 0 | 0.005 | 0 | 0 | 0 | 0.342 | 0 | 0.263
2024-06-09 20:00 | 0 | 0.002 | 0 | 0.011 | 0 | 0.018 | 0 | 0.001 | 0 | 0.034 | 0 | 0.001 | 0 | 0 | 0 | 0.356 | 0 | 0.273
2024-06-09 21:00 | 0 | 0 | 0 | 0.01 | 0 | 0.028 | 0 | 0 | 0 | 0.06 | 0 | 0.003 | 0 | 0.001 | 0 | 0.362 | 0 | 0.265
2024-06-09 22:00 | 0 | 0.001 | 0 | 0.013 | 0 | 0.037 | 0 | 0 | 0 | 0.107 | 0 | 0.043 | 0 | 0.004 | 0 | 0.375 | 0 | 0.219
2024-06-09 23:00 | 0 | 0.002 | 0 | 0.017 | 0 | 0.048 | 0 | 0 | 0 | 0.176 | 0 | 0.146 | 0 | 0.013 | 0 | 0.395 | 0 | 0.148
2024-06-10 | 0 | 0.007 | 0 | 0.022 | 0 | 0.063 | 0 | 0 | 0 | 0.251 | 0 | 0.279 | 0 | 0.028 | 0 | 0.398 | 0 | 0.097
2024-06-10 01:00 | 0 | 0.024 | 0 | 0.024 | 0 | 0.085 | 0 | 0 | 0 | 0.315 | 0 | 0.414 | 0 | 0.051 | 0 | 0.389 | 0 | 0.068
2024-06-10 02:00 | 0 | 0.074 | 0 | 0.02 | 0 | 0.112 | 0 | 0 | 0 | 0.365 | 0 | 0.529 | 0 | 0.079 | 0 | 0.407 | 0 | 0.047
2024-06-10 03:00 | 0 | 0.164 | 0 | 0.015 | 0 | 0.139 | 0 | 0.001 | 0 | 0.4 | 0 | 0.62 | 0 | 0.108 | 0 | 0.459 | 0 | 0.033
2024-06-10 04:00 | 0 | 0.31 | 0 | 0.013 | 0 | 0.162 | 0 | 0.002 | 0 | 0.418 | 0 | 0.687 | 0 | 0.135 | 0 | 0.591 | 0 | 0.025
2024-06-10 05:00 | 0 | 0.444 | 0 | 0.019 | 0 | 0.183 | 0 | 0.004 | 0 | 0.433 | 0 | 0.729 | 0 | 0.161 | 0 | 0.642 | 0 | 0.02
2024-06-10 06:00 | 0 | 0.539 | 0 | 0.041 | 0 | 0.2 | 0 | 0.008 | 0 | 0.446 | 0 | 0.753 | 0 | 0.183 | 0 | 0.667 | 0 | 0.015
2024-06-10 07:00 | 0.061 | 0.615 | 0.125 | 0.08 | 0.205 | 0.202 | 0.247 | 0.015 | 0.227 | 0.411 | 0.026 | 0.74 | 0.177 | 0.186 | 0 | 0.706 | 0.102 | 0.009
2024-06-10 08:00 | 0.347 | 0.478 | 0.402 | 0.075 | 0.462 | 0.097 | 0.485 | 0.003 | 0.477 | 0.188 | 0.317 | 0.558 | 0.437 | 0.082 | 0.158 | 0.668 | 0.318 | 0.001
2024-06-10 09:00 | 0.542 | 0.237 | 0.591 | 0.044 | 0.631 | 0.028 | 0.64 | 0.001 | 0.638 | 0.058 | 0.528 | 0.373 | 0.611 | 0.021 | 0.412 | 0.651 | 0.517 | 0
2024-06-10 10:00 | 0.658 | 0.207 | 0.701 | 0.141 | 0.731 | 0.017 | 0.734 | 0.044 | 0.731 | 0.023 | 0.658 | 0.595 | 0.713 | 0.024 | 0.576 | 0.842 | 0.639 | 0.012
2024-06-10 11:00 | 0.711 | 0.364 | 0.756 | 0.259 | 0.78 | 0.006 | 0.78 | 0.055 | 0.78 | 0.008 | 0.724 | 0.814 | 0.767 | 0.014 | 0.67 | 0.917 | 0.686 | 0.055
2024-06-10 12:00 | 0.717 | 0.379 | 0.765 | 0.279 | 0.779 | 0.001 | 0.778 | 0.049 | 0.773 | 0.004 | 0.744 | 0.881 | 0.772 | 0.005 | 0.702 | 0.944 | 0.683 | 0.125
2024-06-10 13:00 | 0.674 | 0.328 | 0.725 | 0.291 | 0.729 | 0 | 0.729 | 0.044 | 0.716 | 0.004 | 0.719 | 0.863 | 0.729 | 0.001 | 0.672 | 0.955 | 0.628 | 0.204
2024-06-10 14:00 | 0.579 | 0.255 | 0.633 | 0.286 | 0.634 | 0 | 0.633 | 0.042 | 0.627 | 0.005 | 0.65 | 0.833 | 0.639 | 0 | 0.602 | 0.958 | 0.522 | 0.284
2024-06-10 15:00 | 0.427 | 0.133 | 0.484 | 0.264 | 0.474 | 0 | 0.478 | 0.046 | 0.46 | 0.01 | 0.524 | 0.805 | 0.489 | 0 | 0.466 | 0.948 | 0.348 | 0.388
2024-06-10 16:00 | 0.199 | 0.158 | 0.262 | 0.242 | 0.242 | 0 | 0.254 | 0.077 | 0.222 | 0.033 | 0.334 | 0.759 | 0.27 | 0 | 0.259 | 0.92 | 0.11 | 0.508
2024-06-10 17:00 | 0 | 0.42 | 0.004 | 0.291 | 0.002 | 0.001 | 0.002 | 0.176 | 0 | 0.088 | 0.06 | 0.758 | 0.008 | 0.001 | 0.027 | 0.887 | 0 | 0.594
2024-06-10 18:00 | 0 | 0.796 | 0 | 0.364 | 0 | 0.003 | 0 | 0.262 | 0 | 0.134 | 0 | 0.826 | 0 | 0.001 | 0 | 0.872 | 0 | 0.63
2024-06-10 19:00 | 0 | 0.932 | 0 | 0.444 | 0 | 0.006 | 0 | 0.3 | 0 | 0.14 | 0 | 0.862 | 0 | 0.002 | 0 | 0.861 | 0 | 0.625
2024-06-10 20:00 | 0 | 0.954 | 0 | 0.515 | 0 | 0.014 | 0 | 0.302 | 0 | 0.135 | 0 | 0.872 | 0 | 0.003 | 0 | 0.866 | 0 | 0.628
2024-06-10 21:00 | 0 | 0.96 | 0 | 0.562 | 0 | 0.031 | 0 | 0.285 | 0 | 0.141 | 0 | 0.873 | 0 | 0.005 | 0 | 0.896 | 0 | 0.618
2024-06-10 22:00 | 0 | 0.953 | 0 | 0.579 | 0 | 0.059 | 0 | 0.258 | 0 | 0.142 | 0 | 0.874 | 0 | 0.006 | 0 | 0.895 | 0 | 0.586
2024-06-10 23:00 | 0 | 0.902 | 0 | 0.548 | 0 | 0.073 | 0 | 0.234 | 0 | 0.14 | 0 | 0.867 | 0 | 0.005 | 0 | 0.887 | 0 | 0.511
2024-06-11 | 0 | 0.859 | 0 | 0.489 | 0 | 0.066 | 0 | 0.218 | 0 | 0.131 | 0 | 0.85 | 0 | 0.003 | 0 | 0.894 | 0 | 0.386
2024-06-11 01:00 | 0 | 0.82 | 0 | 0.425 | 0 | 0.051 | 0 | 0.183 | 0 | 0.112 | 0 | 0.812 | 0 | 0.002 | 0 | 0.903 | 0 | 0.245
2024-06-11 02:00 | 0 | 0.808 | 0 | 0.367 | 0 | 0.033 | 0 | 0.148 | 0 | 0.084 | 0 | 0.753 | 0 | 0.002 | 0 | 0.872 | 0 | 0.167
2024-06-11 03:00 | 0 | 0.795 | 0 | 0.315 | 0 | 0.021 | 0 | 0.118 | 0 | 0.057 | 0 | 0.678 | 0 | 0.004 | 0 | 0.82 | 0 | 0.144
2024-06-11 04:00 | 0 | 0.799 | 0 | 0.272 | 0 | 0.016 | 0 | 0.094 | 0 | 0.038 | 0 | 0.586 | 0 | 0.009 | 0 | 0.763 | 0 | 0.153
2024-06-11 05:00 | 0 | 0.788 | 0 | 0.22 | 0 | 0.021 | 0 | 0.081 | 0 | 0.022 | 0 | 0.48 | 0 | 0.022 | 0 | 0.785 | 0 | 0.203
2024-06-11 06:00 | 0 | 0.811 | 0 | 0.108 | 0 | 0.045 | 0 | 0.072 | 0 | 0.018 | 0 | 0.337 | 0 | 0.042 | 0 | 0.796 | 0 | 0.311
2024-06-11 07:00 | 0.043 | 0.817 | 0.119 | 0.061 | 0.202 | 0.089 | 0.214 | 0.055 | 0.229 | 0.025 | 0.02 | 0.18 | 0.186 | 0.068 | 0 | 0.791 | 0.162 | 0.369
2024-06-11 08:00 | 0.283 | 0.71 | 0.402 | 0.042 | 0.461 | 0.073 | 0.427 | 0.046 | 0.478 | 0.025 | 0.299 | 0.038 | 0.444 | 0.041 | 0.103 | 0.76 | 0.401 | 0.284
2024-06-11 09:00 | 0.465 | 0.692 | 0.596 | 0.03 | 0.632 | 0.11 | 0.631 | 0.076 | 0.642 | 0.181 | 0.522 | 0.01 | 0.615 | 0.038 | 0.325 | 0.703 | 0.565 | 0.155
2024-06-11 10:00 | 0.561 | 0.779 | 0.709 | 0.111 | 0.734 | 0.314 | 0.728 | 0.079 | 0.739 | 0.392 | 0.664 | 0.058 | 0.72 | 0.17 | 0.47 | 0.728 | 0.663 | 0.124
2024-06-11 11:00 | 0.597 | 0.838 | 0.761 | 0.411 | 0.786 | 0.313 | 0.774 | 0.082 | 0.789 | 0.413 | 0.745 | 0.127 | 0.775 | 0.185 | 0.56 | 0.712 | 0.705 | 0.148
2024-06-11 12:00 | 0.62 | 0.884 | 0.766 | 0.388 | 0.787 | 0.312 | 0.772 | 0.084 | 0.783 | 0.421 | 0.77 | 0.14 | 0.78 | 0.191 | 0.547 | 0.679 | 0.698 | 0.189
2024-06-11 13:00 | 0.536 | 0.909 | 0.723 | 0.39 | 0.739 | 0.307 | 0.723 | 0.082 | 0.728 | 0.413 | 0.744 | 0.099 | 0.739 | 0.186 | 0.502 | 0.623 | 0.64 | 0.289
2024-06-11 14:00 | 0.427 | 0.927 | 0.628 | 0.413 | 0.639 | 0.287 | 0.624 | 0.072 | 0.62 | 0.384 | 0.669 | 0.08 | 0.644 | 0.172 | 0.473 | 0.552 | 0.527 | 0.39
2024-06-11 15:00 | 0.225 | 0.951 | 0.474 | 0.422 | 0.484 | 0.263 | 0.471 | 0.061 | 0.453 | 0.342 | 0.539 | 0.158 | 0.495 | 0.155 | 0.402 | 0.459 | 0.348 | 0.432
2024-06-11 16:00 | 0.071 | 0.968 | 0.247 | 0.401 | 0.258 | 0.246 | 0.249 | 0.046 | 0.214 | 0.307 | 0.342 | 0.264 | 0.277 | 0.143 | 0.232 | 0.331 | 0.106 | 0.457
2024-06-11 17:00 | 0 | 0.959 | 0.003 | 0.442 | 0.003 | 0.289 | 0.002 | 0.032 | 0 | 0.332 | 0.061 | 0.356 | 0.008 | 0.164 | 0.026 | 0.219 | 0 | 0.562
2024-06-11 18:00 | 0 | 0.943 | 0 | 0.522 | 0 | 0.352 | 0 | 0.03 | 0 | 0.346 | 0 | 0.472 | 0 | 0.225 | 0 | 0.152 | 0 | 0.682
2024-06-11 19:00 | 0 | 0.937 | 0 | 0.636 | 0 | 0.441 | 0 | 0.044 | 0 | 0.379 | 0 | 0.578 | 0 | 0.33 | 0 | 0.104 | 0 | 0.753
2024-06-11 20:00 | 0 | 0.939 | 0 | 0.676 | 0 | 0.52 | 0 | 0.079 | 0 | 0.444 | 0 | 0.663 | 0 | 0.454 | 0 | 0.066 | 0 | 0.792
2024-06-11 21:00 | 0 | 0.921 | 0 | 0.63 | 0 | 0.531 | 0 | 0.13 | 0 | 0.526 | 0 | 0.674 | 0 | 0.518 | 0 | 0.042 | 0 | 0.78
2024-06-11 22:00 | 0 | 0.898 | 0 | 0.613 | 0 | 0.46 | 0 | 0.174 | 0 | 0.58 | 0 | 0.655 | 0 | 0.484 | 0 | 0.024 | 0 | 0.781
2024-06-11 23:00 | 0 | 0.894 | 0 | 0.583 | 0 | 0.395 | 0 | 0.223 | 0 | 0.604 | 0 | 0.613 | 0 | 0.437 | 0 | 0.006 | 0 | 0.822
2024-06-12 | 0 | 0.898 | 0 | 0.571 | 0 | 0.379 | 0 | 0.289 | 0 | 0.602 | 0 | 0.494 | 0 | 0.43 | 0 | 0.002 | 0 | 0.879
2024-06-12 01:00 | 0 | 0.917 | 0 | 0.589 | 0 | 0.427 | 0 | 0.361 | 0 | 0.595 | 0 | 0.445 | 0 | 0.495 | 0 | 0 | 0 | 0.935
2024-06-12 02:00 | 0 | 0.911 | 0 | 0.615 | 0 | 0.519 | 0 | 0.44 | 0 | 0.593 | 0 | 0.45 | 0 | 0.624 | 0 | 0 | 0 | 0.968
2024-06-12 03:00 | 0 | 0.882 | 0 | 0.591 | 0 | 0.596 | 0 | 0.485 | 0 | 0.594 | 0 | 0.444 | 0 | 0.703 | 0 | 0 | 0 | 0.973
2024-06-12 04:00 | 0 | 0.812 | 0 | 0.516 | 0 | 0.634 | 0 | 0.464 | 0 | 0.611 | 0 | 0.432 | 0 | 0.71 | 0 | 0 | 0 | 0.965
2024-06-12 05:00 | 0 | 0.769 | 0 | 0.458 | 0 | 0.594 | 0 | 0.402 | 0 | 0.605 | 0 | 0.432 | 0 | 0.677 | 0 | 0 | 0 | 0.959
2024-06-12 06:00 | 0 | 0.687 | 0 | 0.367 | 0 | 0.569 | 0 | 0.346 | 0 | 0.593 | 0 | 0.458 | 0 | 0.661 | 0 | 0 | 0 | 0.951
2024-06-12 07:00 | 0.002 | 0.595 | 0.04 | 0.38 | 0.209 | 0.458 | 0.249 | 0.264 | 0.233 | 0.512 | 0.033 | 0.471 | 0.19 | 0.552 | 0 | 0.001 | 0.076 | 0.939
2024-06-12 08:00 | 0.054 | 0.494 | 0.379 | 0.454 | 0.473 | 0.183 | 0.491 | 0.1 | 0.485 | 0.256 | 0.36 | 0.278 | 0.455 | 0.252 | 0.173 | 0.008 | 0.321 | 0.932
2024-06-12 09:00 | 0.162 | 0.413 | 0.623 | 0.37 | 0.644 | 0.177 | 0.646 | 0.072 | 0.647 | 0.207 | 0.573 | 0.44 | 0.628 | 0.273 | 0.352 | 0.006 | 0.537 | 0.944
2024-06-12 10:00 | 0.299 | 0.302 | 0.749 | 0.267 | 0.745 | 0.145 | 0.737 | 0.106 | 0.742 | 0.107 | 0.708 | 0.402 | 0.731 | 0.208 | 0.572 | 0.006 | 0.668 | 0.94
2024-06-12 11:00 | 0.438 | 0.19 | 0.809 | 0.156 | 0.797 | 0.083 | 0.779 | 0.088 | 0.787 | 0.038 | 0.782 | 0.219 | 0.782 | 0.099 | 0.688 | 0.002 | 0.716 | 0.912
2024-06-12 12:00 | 0.543 | 0.108 | 0.816 | 0.099 | 0.799 | 0.059 | 0.774 | 0.059 | 0.784 | 0.014 | 0.805 | 0.103 | 0.786 | 0.07 | 0.73 | 0 | 0.671 | 0.871
2024-06-12 13:00 | 0.558 | 0.057 | 0.773 | 0.068 | 0.752 | 0.043 | 0.721 | 0.045 | 0.732 | 0.006 | 0.778 | 0.043 | 0.744 | 0.058 | 0.716 | 0 | 0.603 | 0.831
2024-06-12 14:00 | 0.501 | 0.028 | 0.675 | 0.04 | 0.653 | 0.03 | 0.622 | 0.048 | 0.629 | 0.004 | 0.703 | 0.013 | 0.652 | 0.048 | 0.648 | 0 | 0.468 | 0.781
2024-06-12 15:00 | 0.375 | 0.011 | 0.52 | 0.022 | 0.496 | 0.019 | 0.46 | 0.072 | 0.465 | 0.005 | 0.573 | 0.003 | 0.504 | 0.039 | 0.516 | 0 | 0.305 | 0.692
2024-06-12 16:00 | 0.147 | 0.007 | 0.291 | 0.028 | 0.267 | 0.019 | 0.223 | 0.163 | 0.228 | 0.015 | 0.379 | 0.001 | 0.287 | 0.051 | 0.279 | 0.001 | 0.047 | 0.537
2024-06-12 17:00 | 0 | 0.011 | 0.005 | 0.105 | 0.003 | 0.044 | 0.001 | 0.395 | 0 | 0.059 | 0.078 | 0.015 | 0.009 | 0.127 | 0.031 | 0.009 | 0 | 0.41
2024-06-12 18:00 | 0 | 0.008 | 0 | 0.246 | 0 | 0.107 | 0 | 0.583 | 0 | 0.203 | 0 | 0.068 | 0 | 0.275 | 0 | 0.007 | 0 | 0.351
2024-06-12 19:00 | 0 | 0.011 | 0 | 0.358 | 0 | 0.197 | 0 | 0.622 | 0 | 0.43 | 0 | 0.123 | 0 | 0.423 | 0 | 0.001 | 0 | 0.312
2024-06-12 20:00 | 0 | 0.018 | 0 | 0.392 | 0 | 0.302 | 0 | 0.618 | 0 | 0.532 | 0 | 0.169 | 0 | 0.538 | 0 | 0.001 | 0 | 0.27
2024-06-12 21:00 | 0 | 0.045 | 0 | 0.375 | 0 | 0.367 | 0 | 0.599 | 0 | 0.506 | 0 | 0.204 | 0 | 0.624 | 0 | 0.005 | 0 | 0.194
2024-06-12 22:00 | 0 | 0.099 | 0 | 0.346 | 0 | 0.362 | 0 | 0.576 | 0 | 0.441 | 0 | 0.229 | 0 | 0.649 | 0 | 0.002 | 0 | 0.128
2024-06-12 23:00 | 0 | 0.167 | 0 | 0.298 | 0 | 0.361 | 0 | 0.543 | 0 | 0.398 | 0 | 0.251 | 0 | 0.552 | 0 | 0 | 0 | 0.074
2024-06-13 | 0 | 0.283 | 0 | 0.257 | 0 | 0.395 | 0 | 0.508 | 0 | 0.352 | 0 | 0.281 | 0 | 0.438 | 0 | 0 | 0 | 0.043
2024-06-13 01:00 | 0 | 0.411 | 0 | 0.249 | 0 | 0.356 | 0 | 0.461 | 0 | 0.311 | 0 | 0.352 | 0 | 0.399 | 0 | 0 | 0 | 0.025
2024-06-13 02:00 | 0 | 0.505 | 0 | 0.284 | 0 | 0.243 | 0 | 0.431 | 0 | 0.289 | 0 | 0.441 | 0 | 0.373 | 0 | 0 | 0 | 0.013
2024-06-13 03:00 | 0 | 0.516 | 0 | 0.36 | 0 | 0.144 | 0 | 0.425 | 0 | 0.269 | 0 | 0.525 | 0 | 0.337 | 0 | 0 | 0 | 0.004
2024-06-13 04:00 | 0 | 0.493 | 0 | 0.445 | 0 | 0.083 | 0 | 0.413 | 0 | 0.227 | 0 | 0.603 | 0 | 0.292 | 0 | 0 | 0 | 0.001
2024-06-13 05:00 | 0 | 0.484 | 0 | 0.493 | 0 | 0.045 | 0 | 0.393 | 0 | 0.194 | 0 | 0.666 | 0 | 0.222 | 0 | 0 | 0 | 0
2024-06-13 06:00 | 0 | 0.51 | 0 | 0.477 | 0 | 0.025 | 0 | 0.369 | 0 | 0.162 | 0 | 0.7 | 0 | 0.12 | 0 | 0 | 0 | 0.001
2024-06-13 07:00 | 0.066 | 0.543 | 0.076 | 0.391 | 0.055 | 0.01 | 0.202 | 0.3 | 0.21 | 0.09 | 0.034 | 0.69 | 0.035 | 0.067 | 0 | 0.002 | 0.052 | 0.01
2024-06-13 08:00 | 0.367 | 0.383 | 0.374 | 0.207 | 0.234 | 0.003 | 0.432 | 0.412 | 0.468 | 0.006 | 0.362 | 0.437 | 0.211 | 0.046 | 0.192 | 0.005 | 0.26 | 0.03
2024-06-13 09:00 | 0.562 | 0.161 | 0.623 | 0.121 | 0.55 | 0.016 | 0.607 | 0.305 | 0.635 | 0 | 0.574 | 0.155 | 0.539 | 0.027 | 0.437 | 0.003 | 0.464 | 0.068
2024-06-13 10:00 | 0.678 | 0.111 | 0.74 | 0.068 | 0.73 | 0.02 | 0.727 | 0.156 | 0.737 | 0.001 | 0.704 | 0.176 | 0.706 | 0.009 | 0.598 | 0 | 0.607 | 0.086
2024-06-13 11:00 | 0.735 | 0.085 | 0.795 | 0.021 | 0.79 | 0.009 | 0.78 | 0.044 | 0.785 | 0.002 | 0.769 | 0.291 | 0.776 | 0.002 | 0.69 | 0.002 | 0.676 | 0.083
2024-06-13 12:00 | 0.74 | 0.058 | 0.8 | 0.005 | 0.789 | 0.006 | 0.778 | 0.015 | 0.783 | 0.003 | 0.79 | 0.209 | 0.78 | 0 | 0.728 | 0.004 | 0.702 | 0.07
2024-06-13 13:00 | 0.697 | 0.03 | 0.757 | 0.001 | 0.741 | 0.006 | 0.728 | 0.012 | 0.731 | 0.003 | 0.764 | 0.178 | 0.734 | 0 | 0.709 | 0.004 | 0.657 | 0.073
2024-06-13 14:00 | 0.601 | 0.01 | 0.663 | 0 | 0.641 | 0.005 | 0.627 | 0.014 | 0.628 | 0.002 | 0.69 | 0.164 | 0.639 | 0 | 0.633 | 0.002 | 0.547 | 0.114
2024-06-13 15:00 | 0.445 | 0.005 | 0.509 | 0 | 0.483 | 0.004 | 0.469 | 0.019 | 0.465 | 0.001 | 0.563 | 0.157 | 0.486 | 0 | 0.495 | 0.001 | 0.37 | 0.191
2024-06-13 16:00 | 0.212 | 0.047 | 0.283 | 0 | 0.25 | 0.007 | 0.239 | 0.035 | 0.227 | 0.001 | 0.373 | 0.147 | 0.26 | 0 | 0.289 | 0.002 | 0.123 | 0.274
2024-06-13 17:00 | 0 | 0.08 | 0.004 | 0 | 0.002 | 0.012 | 0.002 | 0.098 | 0 | 0.002 | 0.077 | 0.141 | 0.006 | 0 | 0.036 | 0.008 | 0 | 0.317
2024-06-13 18:00 | 0 | 0.058 | 0 | 0 | 0 | 0.009 | 0 | 0.15 | 0 | 0.004 | 0 | 0.137 | 0 | 0 | 0 | 0.019 | 0 | 0.314
2024-06-13 19:00 | 0 | 0.036 | 0 | 0 | 0 | 0.005 | 0 | 0.17 | 0 | 0.004 | 0 | 0.153 | 0 | 0 | 0 | 0.033 | 0 | 0.291
2024-06-13 20:00 | 0 | 0.035 | 0 | 0 | 0 | 0.003 | 0 | 0.162 | 0 | 0.001 | 0 | 0.192 | 0 | 0 | 0 | 0.041 | 0 | 0.278
2024-06-13 21:00 | 0 | 0.053 | 0 | 0 | 0 | 0.002 | 0 | 0.13 | 0 | 0 | 0 | 0.245 | 0 | 0.001 | 0 | 0.041 | 0 | 0.299
2024-06-13 22:00 | 0 | 0.075 | 0 | 0 | 0 | 0.004 | 0 | 0.093 | 0 | 0 | 0 | 0.299 | 0 | 0.002 | 0 | 0.031 | 0 | 0.338
2024-06-13 23:00 | 0 | 0.134 | 0 | 0 | 0 | 0.008 | 0 | 0.061 | 0 | 0 | 0 | 0.343 | 0 | 0.008 | 0 | 0.012 | 0 | 0.344
2024-06-14 | 0 | 0.305 | 0 | 0.001 | 0 | 0.009 | 0 | 0.035 | 0 | 0 | 0 | 0.394 | 0 | 0.018 | 0 | 0.001 | 0 | 0.335
2024-06-14 01:00 | 0 | 0.537 | 0 | 0.014 | 0 | 0.01 | 0 | 0.016 | 0 | 0 | 0 | 0.449 | 0 | 0.032 | 0 | 0 | 0 | 0.33
2024-06-14 02:00 | 0 | 0.71 | 0 | 0.048 | 0 | 0.012 | 0 | 0.007 | 0 | 0 | 0 | 0.491 | 0 | 0.049 | 0 | 0 | 0 | 0.325
2024-06-14 03:00 | 0 | 0.788 | 0 | 0.082 | 0 | 0.011 | 0 | 0.002 | 0 | 0.001 | 0 | 0.547 | 0 | 0.054 | 0 | 0.001 | 0 | 0.317
2024-06-14 04:00 | 0 | 0.826 | 0 | 0.109 | 0 | 0.006 | 0 | 0 | 0 | 0.001 | 0 | 0.601 | 0 | 0.046 | 0 | 0.007 | 0 | 0.311
2024-06-14 05:00 | 0 | 0.839 | 0 | 0.154 | 0 | 0.003 | 0 | 0 | 0 | 0.002 | 0 | 0.66 | 0 | 0.045 | 0 | 0.018 | 0 | 0.291
2024-06-14 06:00 | 0 | 0.844 | 0 | 0.219 | 0 | 0.003 | 0 | 0 | 0 | 0.005 | 0 | 0.71 | 0 | 0.046 | 0 | 0.032 | 0 | 0.274
2024-06-14 07:00 | 0.069 | 0.858 | 0.149 | 0.249 | 0.202 | 0.004 | 0.229 | 0 | 0.226 | 0.012 | 0.029 | 0.724 | 0.172 | 0.043 | 0 | 0.061 | 0.174 | 0.259
2024-06-14 08:00 | 0.37 | 0.808 | 0.444 | 0.162 | 0.465 | 0.001 | 0.471 | 0 | 0.48 | 0.003 | 0.338 | 0.538 | 0.433 | 0.005 | 0.182 | 0.102 | 0.419 | 0.21
2024-06-14 09:00 | 0.56 | 0.697 | 0.633 | 0.046 | 0.638 | 0 | 0.632 | 0 | 0.646 | 0 | 0.544 | 0.298 | 0.609 | 0 | 0.424 | 0.112 | 0.585 | 0.209
2024-06-14 10:00 | 0.671 | 0.656 | 0.745 | 0.041 | 0.738 | 0 | 0.741 | 0 | 0.743 | 0 | 0.674 | 0.312 | 0.717 | 0 | 0.586 | 0.131 | 0.685 | 0.265
2024-06-14 11:00 | 0.723 | 0.778 | 0.799 | 0.046 | 0.786 | 0 | 0.785 | 0 | 0.789 | 0 | 0.742 | 0.462 | 0.771 | 0 | 0.68 | 0.145 | 0.728 | 0.311
2024-06-14 12:00 | 0.725 | 0.786 | 0.804 | 0.059 | 0.785 | 0 | 0.782 | 0 | 0.783 | 0 | 0.763 | 0.431 | 0.773 | 0 | 0.716 | 0.148 | 0.72 | 0.31
2024-06-14 13:00 | 0.68 | 0.737 | 0.761 | 0.068 | 0.735 | 0.001 | 0.732 | 0 | 0.729 | 0.001 | 0.74 | 0.349 | 0.728 | 0 | 0.7 | 0.132 | 0.662 | 0.28
2024-06-14 14:00 | 0.584 | 0.592 | 0.666 | 0.059 | 0.632 | 0.003 | 0.63 | 0 | 0.622 | 0.006 | 0.668 | 0.276 | 0.629 | 0 | 0.627 | 0.09 | 0.549 | 0.272
2024-06-14 15:00 | 0.43 | 0.466 | 0.514 | 0.041 | 0.471 | 0.005 | 0.473 | 0 | 0.456 | 0.01 | 0.543 | 0.212 | 0.475 | 0 | 0.46 | 0.055 | 0.372 | 0.294
2024-06-14 16:00 | 0.195 | 0.55 | 0.289 | 0.022 | 0.237 | 0.02 | 0.244 | 0.001 | 0.216 | 0.046 | 0.351 | 0.164 | 0.25 | 0.001 | 0.234 | 0.031 | 0.125 | 0.308
2024-06-14 17:00 | 0 | 0.586 | 0.005 | 0.006 | 0.002 | 0.04 | 0.002 | 0.026 | 0 | 0.098 | 0.066 | 0.167 | 0.005 | 0.001 | 0.026 | 0.015 | 0 | 0.203
2024-06-14 18:00 | 0 | 0.448 | 0 | 0.001 | 0 | 0.036 | 0 | 0.072 | 0 | 0.093 | 0 | 0.208 | 0 | 0 | 0 | 0.005 | 0 | 0.101
2024-06-14 19:00 | 0 | 0.362 | 0 | 0 | 0 | 0.029 | 0 | 0.107 | 0 | 0.054 | 0 | 0.282 | 0 | 0 | 0 | 0.001 | 0 | 0.119
2024-06-14 20:00 | 0 | 0.334 | 0 | 0 | 0 | 0.046 | 0 | 0.123 | 0 | 0.022 | 0 | 0.347 | 0 | 0 | 0 | 0.001 | 0 | 0.154
2024-06-14 21:00 | 0 | 0.305 | 0 | 0 | 0 | 0.096 | 0 | 0.11 | 0 | 0.011 | 0 | 0.404 | 0 | 0.013 | 0 | 0.001 | 0 | 0.188
2024-06-14 22:00 | 0 | 0.294 | 0 | 0.002 | 0 | 0.159 | 0 | 0.071 | 0 | 0.016 | 0 | 0.46 | 0 | 0.072 | 0 | 0.004 | 0 | 0.236
2024-06-14 23:00 | 0 | 0.305 | 0 | 0.009 | 0 | 0.172 | 0 | 0.05 | 0 | 0.025 | 0 | 0.51 | 0 | 0.128 | 0 | 0.01 | 0 | 0.345
2024-06-15 | 0 | 0.31 | 0 | 0.022 | 0 | 0.176 | 0 | 0.049 | 0 | 0.03 | 0 | 0.541 | 0 | 0.179 | 0 | 0.018 | 0 | 0.451
2024-06-15 01:00 | 0 | 0.314 | 0 | 0.046 | 0 | 0.2 | 0 | 0.057 | 0 | 0.056 | 0 | 0.575 | 0 | 0.245 | 0 | 0.03 | 0 | 0.505
2024-06-15 02:00 | 0 | 0.347 | 0 | 0.064 | 0 | 0.23 | 0 | 0.071 | 0 | 0.112 | 0 | 0.616 | 0 | 0.304 | 0 | 0.04 | 0 | 0.516
2024-06-15 03:00 | 0 | 0.394 | 0 | 0.068 | 0 | 0.249 | 0 | 0.09 | 0 | 0.186 | 0 | 0.653 | 0 | 0.338 | 0 | 0.04 | 0 | 0.513
2024-06-15 04:00 | 0 | 0.437 | 0 | 0.078 | 0 | 0.259 | 0 | 0.099 | 0 | 0.252 | 0 | 0.684 | 0 | 0.358 | 0 | 0.031 | 0 | 0.494
2024-06-15 05:00 | 0 | 0.476 | 0 | 0.111 | 0 | 0.282 | 0 | 0.09 | 0 | 0.324 | 0 | 0.715 | 0 | 0.381 | 0 | 0.024 | 0 | 0.42
2024-06-15 06:00 | 0 | 0.545 | 0 | 0.148 | 0 | 0.307 | 0 | 0.084 | 0 | 0.395 | 0 | 0.725 | 0 | 0.398 | 0 | 0.019 | 0 | 0.347
2024-06-15 07:00 | 0.056 | 0.615 | 0.137 | 0.178 | 0.208 | 0.293 | 0.25 | 0.071 | 0.235 | 0.409 | 0.018 | 0.711 | 0.18 | 0.364 | 0 | 0.012 | 0.175 | 0.279
2024-06-15 08:00 | 0.344 | 0.501 | 0.43 | 0.147 | 0.478 | 0.124 | 0.495 | 0.017 | 0.508 | 0.177 | 0.293 | 0.547 | 0.447 | 0.136 | 0.194 | 0.015 | 0.412 | 0.188
2024-06-15 09:00 | 0.539 | 0.224 | 0.62 | 0.043 | 0.65 | 0.017 | 0.649 | 0 | 0.669 | 0.035 | 0.515 | 0.379 | 0.623 | 0.015 | 0.436 | 0.031 | 0.573 | 0.085
2024-06-15 10:00 | 0.655 | 0.099 | 0.733 | 0.001 | 0.747 | 0 | 0.743 | 0 | 0.758 | 0.005 | 0.65 | 0.428 | 0.727 | 0 | 0.596 | 0.048 | 0.671 | 0.041
2024-06-15 11:00 | 0.707 | 0.152 | 0.786 | 0 | 0.791 | 0 | 0.785 | 0.001 | 0.798 | 0 | 0.726 | 0.639 | 0.775 | 0 | 0.689 | 0.095 | 0.716 | 0.017
2024-06-15 12:00 | 0.711 | 0.187 | 0.796 | 0 | 0.789 | 0 | 0.782 | 0.004 | 0.791 | 0 | 0.752 | 0.639 | 0.776 | 0.002 | 0.725 | 0.153 | 0.708 | 0.009
2024-06-15 13:00 | 0.669 | 0.132 | 0.755 | 0 | 0.74 | 0.001 | 0.732 | 0.005 | 0.737 | 0 | 0.728 | 0.63 | 0.732 | 0.004 | 0.707 | 0.204 | 0.651 | 0.007
2024-06-15 14:00 | 0.576 | 0.076 | 0.663 | 0.003 | 0.648 | 0.002 | 0.635 | 0.008 | 0.645 | 0.001 | 0.656 | 0.61 | 0.642 | 0.004 | 0.635 | 0.224 | 0.544 | 0.007
2024-06-15 15:00 | 0.423 | 0.011 | 0.511 | 0.008 | 0.49 | 0.005 | 0.481 | 0.016 | 0.482 | 0.002 | 0.526 | 0.571 | 0.491 | 0.006 | 0.506 | 0.18 | 0.37 | 0.027
2024-06-15 16:00 | 0.192 | 0.006 | 0.287 | 0.012 | 0.26 | 0.03 | 0.255 | 0.062 | 0.246 | 0.017 | 0.33 | 0.498 | 0.269 | 0.018 | 0.307 | 0.122 | 0.125 | 0.089
2024-06-15 17:00 | 0 | 0.033 | 0.004 | 0.014 | 0.002 | 0.076 | 0.002 | 0.161 | 0 | 0.045 | 0.055 | 0.495 | 0.007 | 0.022 | 0.041 | 0.087 | 0 | 0.165
2024-06-15 18:00 | 0 | 0.116 | 0 | 0.011 | 0 | 0.084 | 0 | 0.261 | 0 | 0.043 | 0 | 0.53 | 0 | 0.01 | 0 | 0.059 | 0 | 0.218
2024-06-15 19:00 | 0 | 0.294 | 0 | 0.006 | 0 | 0.061 | 0 | 0.31 | 0 | 0.021 | 0 | 0.552 | 0 | 0.006 | 0 | 0.045 | 0 | 0.273
2024-06-15 20:00 | 0 | 0.552 | 0 | 0.002 | 0 | 0.037 | 0 | 0.291 | 0 | 0.009 | 0 | 0.583 | 0 | 0.007 | 0 | 0.039 | 0 | 0.316
2024-06-15 21:00 | 0 | 0.778 | 0 | 0.001 | 0 | 0.019 | 0 | 0.243 | 0 | 0.009 | 0 | 0.621 | 0 | 0.01 | 0 | 0.031 | 0 | 0.32
2024-06-15 22:00 | 0 | 0.875 | 0 | 0.002 | 0 | 0.007 | 0 | 0.188 | 0 | 0.015 | 0 | 0.651 | 0 | 0.014 | 0 | 0.019 | 0 | 0.334
2024-06-15 23:00 | 0 | 0.896 | 0 | 0.011 | 0 | 0.001 | 0 | 0.158 | 0 | 0.024 | 0 | 0.656 | 0 | 0.017 | 0 | 0.006 | 0 | 0.358
2024-06-16 | 0 | 0.894 | 0 | 0.039 | 0 | 0 | 0 | 0.146 | 0 | 0.043 | 0 | 0.646 | 0 | 0.019 | 0 | 0.002 | 0 | 0.378
2024-06-16 01:00 | 0 | 0.888 | 0 | 0.084 | 0 | 0 | 0 | 0.123 | 0 | 0.07 | 0 | 0.644 | 0 | 0.024 | 0 | 0.001 | 0 | 0.389
2024-06-16 02:00 | 0 | 0.888 | 0 | 0.136 | 0 | 0.002 | 0 | 0.093 | 0 | 0.082 | 0 | 0.648 | 0 | 0.035 | 0 | 0.002 | 0 | 0.38
2024-06-16 03:00 | 0 | 0.896 | 0 | 0.187 | 0 | 0.015 | 0 | 0.067 | 0 | 0.076 | 0 | 0.662 | 0 | 0.046 | 0 | 0.005 | 0 | 0.348
2024-06-16 04:00 | 0 | 0.887 | 0 | 0.237 | 0 | 0.033 | 0 | 0.048 | 0 | 0.061 | 0 | 0.684 | 0 | 0.051 | 0 | 0.009 | 0 | 0.295
2024-06-16 05:00 | 0 | 0.879 | 0 | 0.271 | 0 | 0.034 | 0 | 0.03 | 0 | 0.037 | 0 | 0.71 | 0 | 0.049 | 0 | 0.006 | 0 | 0.25
2024-06-16 06:00 | 0 | 0.875 | 0 | 0.295 | 0 | 0.023 | 0 | 0.015 | 0 | 0.016 | 0 | 0.722 | 0 | 0.045 | 0 | 0.001 | 0 | 0.2
2024-06-16 07:00 | 0.049 | 0.875 | 0.11 | 0.303 | 0.204 | 0.014 | 0.251 | 0.006 | 0.234 | 0.006 | 0.018 | 0.704 | 0.178 | 0.041 | 0 | 0 | 0.169 | 0.121
2024-06-16 08:00 | 0.324 | 0.814 | 0.405 | 0.184 | 0.464 | 0.002 | 0.489 | 0.001 | 0.484 | 0.002 | 0.288 | 0.501 | 0.439 | 0.009 | 0.158 | 0 | 0.414 | 0.034
2024-06-16 09:00 | 0.516 | 0.661 | 0.595 | 0.042 | 0.636 | 0 | 0.645 | 0 | 0.647 | 0.022 | 0.504 | 0.284 | 0.616 | 0 | 0.396 | 0 | 0.58 | 0.003
2024-06-16 10:00 | 0.621 | 0.541 | 0.706 | 0.015 | 0.735 | 0.005 | 0.74 | 0 | 0.747 | 0.031 | 0.638 | 0.309 | 0.719 | 0 | 0.557 | 0 | 0.68 | 0.001
2024-06-16 11:00 | 0.669 | 0.641 | 0.76 | 0.125 | 0.784 | 0.017 | 0.786 | 0 | 0.794 | 0.031 | 0.708 | 0.516 | 0.77 | 0.003 | 0.655 | 0.003 | 0.717 | 0.004
2024-06-16 12:00 | 0.672 | 0.575 | 0.768 | 0.192 | 0.783 | 0.033 | 0.783 | 0 | 0.789 | 0.03 | 0.731 | 0.454 | 0.775 | 0.009 | 0.694 | 0.006 | 0.712 | 0.006
2024-06-16 13:00 | 0.638 | 0.481 | 0.727 | 0.214 | 0.734 | 0.05 | 0.734 | 0 | 0.736 | 0.031 | 0.707 | 0.374 | 0.731 | 0.017 | 0.679 | 0.008 | 0.655 | 0.003
2024-06-16 14:00 | 0.536 | 0.367 | 0.63 | 0.208 | 0.63 | 0.057 | 0.635 | 0 | 0.63 | 0.03 | 0.634 | 0.305 | 0.635 | 0.021 | 0.611 | 0.01 | 0.546 | 0.001
2024-06-16 15:00 | 0.348 | 0.241 | 0.473 | 0.175 | 0.469 | 0.051 | 0.48 | 0.001 | 0.465 | 0.023 | 0.506 | 0.241 | 0.484 | 0.019 | 0.483 | 0.01 | 0.366 | 0.001
2024-06-16 16:00 | 0.096 | 0.224 | 0.239 | 0.117 | 0.235 | 0.056 | 0.253 | 0.005 | 0.226 | 0.018 | 0.311 | 0.176 | 0.263 | 0.02 | 0.283 | 0.01 | 0.116 | 0.001
2024-06-16 17:00 | 0 | 0.199 | 0.002 | 0.054 | 0.002 | 0.068 | 0.002 | 0.017 | 0 | 0.018 | 0.048 | 0.14 | 0.006 | 0.026 | 0.034 | 0.008 | 0 | 0
2024-06-16 18:00 | 0 | 0.126 | 0 | 0.011 | 0 | 0.088 | 0 | 0.023 | 0 | 0.02 | 0 | 0.126 | 0 | 0.038 | 0 | 0.008 | 0 | 0
2024-06-16 19:00 | 0 | 0.046 | 0 | 0 | 0 | 0.127 | 0 | 0.017 | 0 | 0.031 | 0 | 0.15 | 0 | 0.067 | 0 | 0.011 | 0 | 0.004
2024-06-16 20:00 | 0 | 0.009 | 0 | 0 | 0 | 0.177 | 0 | 0.006 | 0 | 0.062 | 0 | 0.194 | 0 | 0.114 | 0 | 0.038 | 0 | 0.038
2024-06-16 21:00 | 0 | 0.004 | 0 | 0 | 0 | 0.215 | 0 | 0.001 | 0 | 0.122 | 0 | 0.241 | 0 | 0.169 | 0 | 0.069 | 0 | 0.089
2024-06-16 22:00 | 0 | 0.025 | 0 | 0.003 | 0 | 0.226 | 0 | 0 | 0 | 0.205 | 0 | 0.327 | 0 | 0.205 | 0 | 0.049 | 0 | 0.135
2024-06-16 23:00 | 0 | 0.08 | 0 | 0.02 | 0 | 0.217 | 0 | 0 | 0 | 0.291 | 0 | 0.413 | 0 | 0.221 | 0 | 0.089 | 0 | 0.158
2024-06-17 | 0 | 0.086 | 0 | 0.065 | 0 | 0.221 | 0 | 0.003 | 0 | 0.36 | 0 | 0.451 | 0 | 0.249 | 0 | 0.108 | 0 | 0.167
2024-06-17 01:00 | 0 | 0.077 | 0 | 0.152 | 0 | 0.268 | 0 | 0.012 | 0 | 0.439 | 0 | 0.457 | 0 | 0.311 | 0 | 0.128 | 0 | 0.18
2024-06-17 02:00 | 0 | 0.058 | 0 | 0.228 | 0 | 0.352 | 0 | 0.03 | 0 | 0.55 | 0 | 0.456 | 0 | 0.404 | 0 | 0.132 | 0 | 0.182
2024-06-17 03:00 | 0 | 0.051 | 0 | 0.243 | 0 | 0.42 | 0 | 0.067 | 0 | 0.642 | 0 | 0.466 | 0 | 0.482 | 0 | 0.144 | 0 | 0.184
2024-06-17 04:00 | 0 | 0.041 | 0 | 0.26 | 0 | 0.457 | 0 | 0.13 | 0 | 0.69 | 0 | 0.488 | 0 | 0.532 | 0 | 0.138 | 0 | 0.22
2024-06-17 05:00 | 0 | 0.051 | 0 | 0.315 | 0 | 0.51 | 0 | 0.201 | 0 | 0.718 | 0 | 0.501 | 0 | 0.607 | 0 | 0.133 | 0 | 0.259
2024-06-17 06:00 | 0 | 0.1 | 0 | 0.374 | 0 | 0.563 | 0 | 0.265 | 0 | 0.719 | 0 | 0.529 | 0 | 0.674 | 0 | 0.144 | 0 | 0.286
2024-06-17 07:00 | 0.037 | 0.13 | 0.105 | 0.385 | 0.193 | 0.535 | 0.229 | 0.272 | 0.227 | 0.637 | 0.012 | 0.58 | 0.179 | 0.635 | 0 | 0.168 | 0.143 | 0.297
2024-06-17 08:00 | 0.292 | 0.077 | 0.39 | 0.231 | 0.451 | 0.27 | 0.482 | 0.113 | 0.481 | 0.307 | 0.245 | 0.451 | 0.439 | 0.306 | 0.17 | 0.194 | 0.367 | 0.223
2024-06-17 09:00 | 0.49 | 0.004 | 0.584 | 0.059 | 0.626 | 0.341 | 0.641 | 0.161 | 0.646 | 0.282 | 0.48 | 0.219 | 0.611 | 0.314 | 0.412 | 0.189 | 0.537 | 0.13
2024-06-17 10:00 | 0.611 | 0.053 | 0.698 | 0.244 | 0.729 | 0.561 | 0.736 | 0.2 | 0.742 | 0.394 | 0.628 | 0.261 | 0.712 | 0.495 | 0.571 | 0.149 | 0.643 | 0.096
2024-06-17 11:00 | 0.667 | 0.155 | 0.759 | 0.225 | 0.777 | 0.367 | 0.771 | 0.144 | 0.788 | 0.256 | 0.707 | 0.239 | 0.761 | 0.33 | 0.659 | 0.164 | 0.696 | 0.096
2024-06-17 12:00 | 0.676 | 0.274 | 0.768 | 0.13 | 0.775 | 0.181 | 0.765 | 0.086 | 0.781 | 0.172 | 0.734 | 0.201 | 0.761 | 0.161 | 0.688 | 0.208 | 0.693 | 0.142
2024-06-17 13:00 | 0.634 | 0.382 | 0.727 | 0.061 | 0.725 | 0.089 | 0.711 | 0.058 | 0.726 | 0.134 | 0.712 | 0.174 | 0.711 | 0.065 | 0.666 | 0.294 | 0.637 | 0.234
2024-06-17 14:00 | 0.54 | 0.491 | 0.637 | 0.029 | 0.629 | 0.057 | 0.605 | 0.053 | 0.628 | 0.12 | 0.643 | 0.148 | 0.613 | 0.023 | 0.589 | 0.321 | 0.526 | 0.347
2024-06-17 15:00 | 0.38 | 0.626 | 0.485 | 0.014 | 0.472 | 0.053 | 0.424 | 0.07 | 0.464 | 0.126 | 0.515 | 0.127 | 0.461 | 0.009 | 0.426 | 0.272 | 0.346 | 0.436
2024-06-17 16:00 | 0.15 | 0.745 | 0.258 | 0.005 | 0.243 | 0.065 | 0.178 | 0.115 | 0.225 | 0.174 | 0.316 | 0.104 | 0.24 | 0.006 | 0.205 | 0.245 | 0.102 | 0.444
2024-06-17 17:00 | 0 | 0.822 | 0.003 | 0.003 | 0.002 | 0.112 | 0 | 0.202 | 0 | 0.328 | 0.052 | 0.099 | 0.005 | 0.005 | 0.012 | 0.256 | 0 | 0.392
2024-06-17 18:00 | 0 | 0.829 | 0 | 0.01 | 0 | 0.245 | 0 | 0.328 | 0 | 0.522 | 0 | 0.098 | 0 | 0.016 | 0 | 0.279 | 0 | 0.324
2024-06-17 19:00 | 0 | 0.802 | 0 | 0.038 | 0 | 0.46 | 0 | 0.39 | 0 | 0.648 | 0 | 0.098 | 0 | 0.052 | 0 | 0.294 | 0 | 0.245
2024-06-17 20:00 | 0 | 0.777 | 0 | 0.1 | 0 | 0.649 | 0 | 0.416 | 0 | 0.693 | 0 | 0.093 | 0 | 0.146 | 0 | 0.305 | 0 | 0.17
2024-06-17 21:00 | 0 | 0.75 | 0 | 0.209 | 0 | 0.732 | 0 | 0.419 | 0 | 0.694 | 0 | 0.095 | 0 | 0.322 | 0 | 0.326 | 0 | 0.101
2024-06-17 22:00 | 0 | 0.71 | 0 | 0.363 | 0 | 0.739 | 0 | 0.413 | 0 | 0.672 | 0 | 0.118 | 0 | 0.519 | 0 | 0.396 | 0 | 0.048
2024-06-17 23:00 | 0 | 0.674 | 0 | 0.447 | 0 | 0.72 | 0 | 0.422 | 0 | 0.651 | 0 | 0.169 | 0 | 0.647 | 0 | 0.416 | 0 | 0.022
2024-06-18 | 0 | 0.637 | 0 | 0.485 | 0 | 0.684 | 0 | 0.414 | 0 | 0.645 | 0 | 0.266 | 0 | 0.674 | 0 | 0.407 | 0 | 0.011
2024-06-18 01:00 | 0 | 0.613 | 0 | 0.561 | 0 | 0.63 | 0 | 0.369 | 0 | 0.647 | 0 | 0.406 | 0 | 0.68 | 0 | 0.42 | 0 | 0.004
2024-06-18 02:00 | 0 | 0.603 | 0 | 0.646 | 0 | 0.582 | 0 | 0.312 | 0 | 0.648 | 0 | 0.538 | 0 | 0.63 | 0 | 0.434 | 0 | 0.003
2024-06-18 03:00 | 0 | 0.622 | 0 | 0.664 | 0 | 0.569 | 0 | 0.273 | 0 | 0.633 | 0 | 0.63 | 0 | 0.565 | 0 | 0.428 | 0 | 0.001
2024-06-18 04:00 | 0 | 0.645 | 0 | 0.66 | 0 | 0.578 | 0 | 0.253 | 0 | 0.627 | 0 | 0.672 | 0 | 0.508 | 0 | 0.375 | 0 | 0.001
2024-06-18 05:00 | 0 | 0.683 | 0 | 0.647 | 0 | 0.566 | 0 | 0.252 | 0 | 0.633 | 0 | 0.676 | 0 | 0.447 | 0 | 0.364 | 0 | 0
2024-06-18 06:00 | 0 | 0.754 | 0 | 0.59 | 0 | 0.546 | 0 | 0.255 | 0 | 0.639 | 0 | 0.668 | 0 | 0.407 | 0 | 0.364 | 0 | 0
2024-06-18 07:00 | 0.029 | 0.799 | 0.099 | 0.523 | 0.173 | 0.447 | 0.228 | 0.202 | 0.203 | 0.523 | 0.01 | 0.663 | 0.151 | 0.329 | 0 | 0.367 | 0.07 | 0.002
2024-06-18 08:00 | 0.174 | 0.741 | 0.386 | 0.259 | 0.45 | 0.167 | 0.474 | 0.334 | 0.487 | 0.288 | 0.219 | 0.522 | 0.42 | 0.118 | 0.069 | 0.384 | 0.26 | 0.003
2024-06-18 09:00 | 0.317 | 0.62 | 0.585 | 0.135 | 0.63 | 0.107 | 0.642 | 0.466 | 0.656 | 0.301 | 0.459 | 0.367 | 0.603 | 0.058 | 0.253 | 0.343 | 0.433 | 0.005
2024-06-18 10:00 | 0.437 | 0.547 | 0.704 | 0.214 | 0.734 | 0.059 | 0.743 | 0.374 | 0.757 | 0.179 | 0.621 | 0.461 | 0.712 | 0.033 | 0.428 | 0.308 | 0.566 | 0.013
2024-06-18 11:00 | 0.521 | 0.545 | 0.764 | 0.252 | 0.789 | 0.03 | 0.79 | 0.254 | 0.803 | 0.083 | 0.709 | 0.574 | 0.766 | 0.012 | 0.562 | 0.472 | 0.652 | 0.021
2024-06-18 12:00 | 0.544 | 0.547 | 0.77 | 0.233 | 0.789 | 0.012 | 0.787 | 0.169 | 0.798 | 0.037 | 0.741 | 0.518 | 0.768 | 0.004 | 0.631 | 0.611 | 0.659 | 0.039
2024-06-18 13:00 | 0.499 | 0.428 | 0.728 | 0.193 | 0.741 | 0.006 | 0.737 | 0.131 | 0.744 | 0.021 | 0.718 | 0.447 | 0.722 | 0.003 | 0.596 | 0.643 | 0.624 | 0.102
2024-06-18 14:00 | 0.38 | 0.251 | 0.632 | 0.151 | 0.64 | 0.007 | 0.635 | 0.122 | 0.639 | 0.015 | 0.641 | 0.38 | 0.626 | 0.005 | 0.466 | 0.606 | 0.385 | 0.224
2024-06-18 15:00 | 0.219 | 0.093 | 0.477 | 0.106 | 0.481 | 0.008 | 0.476 | 0.119 | 0.475 | 0.012 | 0.505 | 0.321 | 0.465 | 0.007 | 0.318 | 0.472 | 0.172 | 0.348
2024-06-18 16:00 | 0.068 | 0.015 | 0.246 | 0.064 | 0.249 | 0.006 | 0.244 | 0.111 | 0.236 | 0.01 | 0.298 | 0.269 | 0.23 | 0.005 | 0.128 | 0.382 | 0.038 | 0.383
2024-06-18 17:00 | 0 | 0.007 | 0.002 | 0.035 | 0.002 | 0.001 | 0.002 | 0.125 | 0 | 0.01 | 0.04 | 0.256 | 0.004 | 0.001 | 0.012 | 0.343 | 0 | 0.386
2024-06-18 18:00 | 0 | 0.05 | 0 | 0.02 | 0 | 0 | 0 | 0.139 | 0 | 0.014 | 0 | 0.252 | 0 | 0 | 0 | 0.294 | 0 | 0.386
2024-06-18 19:00 | 0 | 0.143 | 0 | 0.008 | 0 | 0 | 0 | 0.151 | 0 | 0.036 | 0 | 0.256 | 0 | 0 | 0 | 0.23 | 0 | 0.413
2024-06-18 20:00 | 0 | 0.278 | 0 | 0.002 | 0 | 0.003 | 0 | 0.162 | 0 | 0.095 | 0 | 0.27 | 0 | 0 | 0 | 0.18 | 0 | 0.432
2024-06-18 21:00 | 0 | 0.47 | 0 | 0 | 0 | 0.025 | 0 | 0.172 | 0 | 0.183 | 0 | 0.298 | 0 | 0.005 | 0 | 0.155 | 0 | 0.442
2024-06-18 22:00 | 0 | 0.675 | 0 | 0 | 0 | 0.074 | 0 | 0.173 | 0 | 0.249 | 0 | 0.341 | 0 | 0.037 | 0 | 0.152 | 0 | 0.452
2024-06-18 23:00 | 0 | 0.807 | 0 | 0 | 0 | 0.14 | 0 | 0.169 | 0 | 0.27 | 0 | 0.404 | 0 | 0.099 | 0 | 0.175 | 0 | 0.455
2024-06-19 | 0 | 0.86 | 0 | 0 | 0 | 0.201 | 0 | 0.166 | 0 | 0.248 | 0 | 0.471 | 0 | 0.165 | 0 | 0.211 | 0 | 0.434
2024-06-19 01:00 | 0 | 0.879 | 0 | 0.004 | 0 | 0.229 | 0 | 0.161 | 0 | 0.202 | 0 | 0.536 | 0 | 0.22 | 0 | 0.241 | 0 | 0.41
2024-06-19 02:00 | 0 | 0.882 | 0 | 0.015 | 0 | 0.228 | 0 | 0.151 | 0 | 0.155 | 0 | 0.591 | 0 | 0.249 | 0 | 0.251 | 0 | 0.386
2024-06-19 03:00 | 0 | 0.877 | 0 | 0.034 | 0 | 0.211 | 0 | 0.138 | 0 | 0.119 | 0 | 0.644 | 0 | 0.243 | 0 | 0.233 | 0 | 0.358
2024-06-19 04:00 | 0 | 0.874 | 0 | 0.054 | 0 | 0.184 | 0 | 0.122 | 0 | 0.103 | 0 | 0.692 | 0 | 0.223 | 0 | 0.195 | 0 | 0.328
2024-06-19 05:00 | 0 | 0.87 | 0 | 0.086 | 0 | 0.158 | 0 | 0.109 | 0 | 0.118 | 0 | 0.727 | 0 | 0.209 | 0 | 0.148 | 0 | 0.314
2024-06-19 06:00 | 0 | 0.87 | 0 | 0.127 | 0 | 0.147 | 0 | 0.099 | 0 | 0.165 | 0 | 0.742 | 0 | 0.202 | 0 | 0.12 | 0 | 0.32
2024-06-19 07:00 | 0.038 | 0.866 | 0.114 | 0.163 | 0.211 | 0.127 | 0.075 | 0.086 | 0.236 | 0.211 | 0.02 | 0.734 | 0.187 | 0.169 | 0 | 0.119 | 0.174 | 0.315
2024-06-19 08:00 | 0.294 | 0.791 | 0.406 | 0.144 | 0.473 | 0.042 | 0.286 | 0.149 | 0.491 | 0.09 | 0.301 | 0.613 | 0.449 | 0.057 | 0.119 | 0.133 | 0.415 | 0.253
2024-06-19 09:00 | 0.486 | 0.626 | 0.597 | 0.04 | 0.647 | 0.003 | 0.654 | 0.245 | 0.658 | 0.025 | 0.518 | 0.494 | 0.626 | 0.006 | 0.353 | 0.134 | 0.579 | 0.21
2024-06-19 10:00 | 0.601 | 0.516 | 0.711 | 0 | 0.744 | 0.004 | 0.755 | 0.271 | 0.755 | 0.019 | 0.652 | 0.541 | 0.731 | 0.002 | 0.517 | 0.106 | 0.677 | 0.291
2024-06-19 11:00 | 0.662 | 0.519 | 0.768 | 0.001 | 0.792 | 0.003 | 0.797 | 0.24 | 0.8 | 0.014 | 0.724 | 0.728 | 0.782 | 0.001 | 0.617 | 0.153 | 0.72 | 0.325
2024-06-19 12:00 | 0.67 | 0.362 | 0.777 | 0.009 | 0.79 | 0.003 | 0.792 | 0.221 | 0.791 | 0.017 | 0.748 | 0.724 | 0.784 | 0.002 | 0.656 | 0.204 | 0.713 | 0.343
2024-06-19 13:00 | 0.626 | 0.189 | 0.735 | 0.023 | 0.738 | 0.007 | 0.74 | 0.22 | 0.735 | 0.028 | 0.723 | 0.697 | 0.739 | 0.005 | 0.637 | 0.28 | 0.655 | 0.413
2024-06-19 14:00 | 0.524 | 0.077 | 0.637 | 0.028 | 0.634 | 0.02 | 0.639 | 0.234 | 0.633 | 0.043 | 0.65 | 0.668 | 0.639 | 0.017 | 0.568 | 0.305 | 0.544 | 0.54
2024-06-19 15:00 | 0.361 | 0.011 | 0.482 | 0.023 | 0.472 | 0.044 | 0.482 | 0.254 | 0.467 | 0.059 | 0.521 | 0.629 | 0.486 | 0.039 | 0.424 | 0.224 | 0.367 | 0.648
2024-06-19 16:00 | 0.13 | 0.005 | 0.25 | 0.012 | 0.237 | 0.089 | 0.252 | 0.256 | 0.23 | 0.1 | 0.323 | 0.538 | 0.261 | 0.083 | 0.204 | 0.156 | 0.118 | 0.707
2024-06-19 17:00 | 0 | 0.058 | 0.002 | 0.004 | 0.001 | 0.131 | 0.002 | 0.286 | 0 | 0.146 | 0.053 | 0.483 | 0.006 | 0.112 | 0.017 | 0.152 | 0 | 0.721
2024-06-19 18:00 | 0 | 0.206 | 0 | 0.001 | 0 | 0.138 | 0 | 0.305 | 0 | 0.154 | 0 | 0.513 | 0 | 0.095 | 0 | 0.167 | 0 | 0.714
2024-06-19 19:00 | 0 | 0.391 | 0 | 0 | 0 | 0.126 | 0 | 0.28 | 0 | 0.13 | 0 | 0.566 | 0 | 0.068 | 0 | 0.179 | 0 | 0.718
2024-06-19 20:00 | 0 | 0.531 | 0 | 0 | 0 | 0.104 | 0 | 0.251 | 0 | 0.095 | 0 | 0.63 | 0 | 0.044 | 0 | 0.178 | 0 | 0.707
2024-06-19 21:00 | 0 | 0.674 | 0 | 0 | 0 | 0.082 | 0 | 0.222 | 0 | 0.062 | 0 | 0.692 | 0 | 0.026 | 0 | 0.176 | 0 | 0.687
2024-06-19 22:00 | 0 | 0.799 | 0 | 0.001 | 0 | 0.065 | 0 | 0.195 | 0 | 0.035 | 0 | 0.742 | 0 | 0.02 | 0 | 0.185 | 0 | 0.685
2024-06-19 23:00 | 0 | 0.852 | 0 | 0.013 | 0 | 0.074 | 0 | 0.183 | 0 | 0.024 | 0 | 0.771 | 0 | 0.038 | 0 | 0.232 | 0 | 0.683
2024-06-20 | 0 | 0.859 | 0 | 0.049 | 0 | 0.116 | 0 | 0.181 | 0 | 0.024 | 0 | 0.788 | 0 | 0.088 | 0 | 0.251 | 0 | 0.688
2024-06-20 01:00 | 0 | 0.859 | 0 | 0.109 | 0 | 0.177 | 0 | 0.174 | 0 | 0.03 | 0 | 0.807 | 0 | 0.146 | 0 | 0.313 | 0 | 0.692
2024-06-20 02:00 | 0 | 0.864 | 0 | 0.192 | 0 | 0.231 | 0 | 0.169 | 0 | 0.039 | 0 | 0.829 | 0 | 0.187 | 0 | 0.426 | 0 | 0.694
2024-06-20 03:00 | 0 | 0.863 | 0 | 0.294 | 0 | 0.252 | 0 | 0.186 | 0 | 0.048 | 0 | 0.833 | 0 | 0.199 | 0 | 0.547 | 0 | 0.676
2024-06-20 04:00 | 0 | 0.862 | 0 | 0.387 | 0 | 0.243 | 0 | 0.156 | 0 | 0.054 | 0 | 0.827 | 0 | 0.177 | 0 | 0.644 | 0 | 0.653
2024-06-20 05:00 | 0 | 0.872 | 0 | 0.431 | 0 | 0.189 | 0 | 0.113 | 0 | 0.052 | 0 | 0.829 | 0 | 0.129 | 0 | 0.668 | 0 | 0.601
2024-06-20 06:00 | 0 | 0.886 | 0 | 0.442 | 0 | 0.114 | 0 | 0.073 | 0 | 0.043 | 0 | 0.84 | 0 | 0.081 | 0 | 0.658 | 0 | 0.523
2024-06-20 07:00 | 0.043 | 0.891 | 0.116 | 0.452 | 0.21 | 0.053 | 0.061 | 0.035 | 0.243 | 0.033 | 0.021 | 0.846 | 0.191 | 0.045 | 0 | 0.662 | 0.175 | 0.473
2024-06-20 08:00 | 0.312 | 0.847 | 0.413 | 0.281 | 0.467 | 0.008 | 0.217 | 0.054 | 0.492 | 0.005 | 0.31 | 0.812 | 0.448 | 0.009 | 0.154 | 0.66 | 0.417 | 0.378
2024-06-20 09:00 | 0.506 | 0.787 | 0.608 | 0.108 | 0.637 | 0.025 | 0.596 | 0.133 | 0.654 | 0 | 0.523 | 0.657 | 0.62 | 0.019 | 0.395 | 0.601 | 0.582 | 0.277
2024-06-20 10:00 | 0.62 | 0.915 | 0.722 | 0.192 | 0.74 | 0.014 | 0.716 | 0.101 | 0.749 | 0 | 0.656 | 0.907 | 0.726 | 0.027 | 0.56 | 0.654 | 0.679 | 0.278
2024-06-20 11:00 | 0.668 | 0.976 | 0.772 | 0.458 | 0.788 | 0.011 | 0.773 | 0.068 | 0.794 | 0 | 0.729 | 0.974 | 0.778 | 0.032 | 0.656 | 0.812 | 0.717 | 0.354
2024-06-20 12:00 | 0.668 | 0.951 | 0.78 | 0.488 | 0.789 | 0.017 | 0.772 | 0.048 | 0.79 | 0 | 0.752 | 0.964 | 0.782 | 0.037 | 0.691 | 0.893 | 0.707 | 0.406
2024-06-20 13:00 | 0.613 | 0.893 | 0.738 | 0.501 | 0.741 | 0.027 | 0.721 | 0.041 | 0.738 | 0 | 0.725 | 0.954 | 0.738 | 0.039 | 0.665 | 0.935 | 0.646 | 0.41
2024-06-20 14:00 | 0.498 | 0.73 | 0.644 | 0.513 | 0.64 | 0.036 | 0.62 | 0.045 | 0.634 | 0.001 | 0.648 | 0.947 | 0.641 | 0.035 | 0.566 | 0.956 | 0.532 | 0.431
2024-06-20 15:00 | 0.325 | 0.443 | 0.492 | 0.502 | 0.481 | 0.042 | 0.462 | 0.055 | 0.472 | 0.002 | 0.517 | 0.941 | 0.488 | 0.025 | 0.272 | 0.976 | 0.352 | 0.504
2024-06-20 16:00 | 0.102 | 0.302 | 0.265 | 0.459 | 0.249 | 0.074 | 0.233 | 0.065 | 0.236 | 0.017 | 0.32 | 0.915 | 0.265 | 0.016 | 0.094 | 0.988 | 0.106 | 0.56
2024-06-20 17:00 | 0 | 0.334 | 0.003 | 0.525 | 0.002 | 0.12 | 0.001 | 0.097 | 0 | 0.068 | 0.052 | 0.887 | 0.006 | 0.01 | 0.002 | 0.987 | 0 | 0.497
2024-06-20 18:00 | 0 | 0.523 | 0 | 0.583 | 0 | 0.103 | 0 | 0.12 | 0 | 0.095 | 0 | 0.901 | 0 | 0.005 | 0 | 0.985 | 0 | 0.497
2024-06-20 19:00 | 0 | 0.746 | 0 | 0.601 | 0 | 0.063 | 0 | 0.125 | 0 | 0.085 | 0 | 0.899 | 0 | 0.004 | 0 | 0.985 | 0 | 0.552
2024-06-20 20:00 | 0 | 0.849 | 0 | 0.586 | 0 | 0.034 | 0 | 0.117 | 0 | 0.053 | 0 | 0.849 | 0 | 0.007 | 0 | 0.988 | 0 | 0.516
2024-06-20 21:00 | 0 | 0.868 | 0 | 0.565 | 0 | 0.024 | 0 | 0.103 | 0 | 0.018 | 0 | 0.702 | 0 | 0.019 | 0 | 0.989 | 0 | 0.42
2024-06-20 22:00 | 0 | 0.87 | 0 | 0.557 | 0 | 0.03 | 0 | 0.095 | 0 | 0.005 | 0 | 0.471 | 0 | 0.035 | 0 | 0.985 | 0 | 0.349
2024-06-20 23:00 | 0 | 0.889 | 0 | 0.555 | 0 | 0.043 | 0 | 0.092 | 0 | 0.005 | 0 | 0.469 | 0 | 0.038 | 0 | 0.891 | 0 | 0.305
2024-06-21 | 0 | 0.913 | 0 | 0.513 | 0 | 0.046 | 0 | 0.091 | 0 | 0.011 | 0 | 0.535 | 0 | 0.021 | 0 | 0.765 | 0 | 0.257
2024-06-21 01:00 | 0 | 0.935 | 0 | 0.523 | 0 | 0.03 | 0 | 0.085 | 0 | 0.018 | 0 | 0.459 | 0 | 0.003 | 0 | 0.877 | 0 | 0.233
2024-06-21 02:00 | 0 | 0.94 | 0 | 0.535 | 0 | 0.011 | 0 | 0.068 | 0 | 0.013 | 0 | 0.343 | 0 | 0 | 0 | 0.93 | 0 | 0.24
2024-06-21 03:00 | 0 | 0.905 | 0 | 0.518 | 0 | 0.003 | 0 | 0.044 | 0 | 0.006 | 0 | 0.278 | 0 | 0 | 0 | 0.947 | 0 | 0.234
2024-06-21 04:00 | 0 | 0.906 | 0 | 0.509 | 0 | 0.001 | 0 | 0.022 | 0 | 0.003 | 0 | 0.257 | 0 | 0.001 | 0 | 0.959 | 0 | 0.204
2024-06-21 05:00 | 0 | 0.915 | 0 | 0.484 | 0 | 0.001 | 0 | 0.008 | 0 | 0.002 | 0 | 0.222 | 0 | 0.003 | 0 | 0.954 | 0 | 0.19
2024-06-21 06:00 | 0 | 0.917 | 0 | 0.425 | 0 | 0 | 0 | 0.003 | 0 | 0.001 | 0 | 0.149 | 0 | 0.006 | 0 | 0.932 | 0 | 0.176
2024-06-21 07:00 | 0.035 | 0.923 | 0.086 | 0.31 | 0.205 | 0 | 0.17 | 0.001 | 0.183 | 0.001 | 0.003 | 0.109 | 0.182 | 0.007 | 0 | 0.89 | 0.124 | 0.143
2024-06-21 08:00 | 0.313 | 0.898 | 0.273 | 0.107 | 0.457 | 0 | 0.401 | 0 | 0.406 | 0.001 | 0.099 | 0.081 | 0.436 | 0.002 | 0.002 | 0.819 | 0.359 | 0.08
2024-06-21 09:00 | 0.516 | 0.981 | 0.551 | 0.079 | 0.624 | 0.044 | 0.631 | 0.002 | 0.636 | 0.058 | 0.452 | 0.033 | 0.604 | 0.001 | 0.021 | 0.728 | 0.53 | 0.023
2024-06-21 10:00 | 0.633 | 0.985 | 0.708 | 0.179 | 0.727 | 0.146 | 0.726 | 0.001 | 0.734 | 0.12 | 0.651 | 0.009 | 0.709 | 0.05 | 0.082 | 0.623 | 0.636 | 0.03
2024-06-21 11:00 | 0.69 | 0.971 | 0.767 | 0.297 | 0.778 | 0.178 | 0.769 | 0.001 | 0.78 | 0.137 | 0.76 | 0.009 | 0.763 | 0.079 | 0.246 | 0.675 | 0.684 | 0.027
2024-06-21 12:00 | 0.694 | 0.941 | 0.775 | 0.326 | 0.779 | 0.188 | 0.764 | 0.003 | 0.776 | 0.144 | 0.788 | 0.024 | 0.768 | 0.092 | 0.223 | 0.697 | 0.683 | 0.033
2024-06-21 13:00 | 0.588 | 0.899 | 0.732 | 0.352 | 0.731 | 0.187 | 0.714 | 0.004 | 0.723 | 0.141 | 0.763 | 0.042 | 0.724 | 0.093 | 0.178 | 0.661 | 0.627 | 0.031
2024-06-21 14:00 | 0.435 | 0.85 | 0.637 | 0.364 | 0.634 | 0.175 | 0.616 | 0.003 | 0.624 | 0.128 | 0.688 | 0.051 | 0.631 | 0.088 | 0.179 | 0.62 | 0.512 | 0.023
2024-06-21 15:00 | 0.232 | 0.74 | 0.48 | 0.34 | 0.477 | 0.154 | 0.461 | 0.002 | 0.461 | 0.104 | 0.556 | 0.045 | 0.48 | 0.078 | 0.148 | 0.574 | 0.329 | 0.014
2024-06-21 16:00 | 0.08 | 0.606 | 0.246 | 0.257 | 0.248 | 0.131 | 0.237 | 0 | 0.225 | 0.085 | 0.355 | 0.04 | 0.261 | 0.065 | 0.065 | 0.46 | 0.089 | 0.008
2024-06-21 17:00 | 0 | 0.603 | 0.002 | 0.236 | 0.002 | 0.117 | 0.002 | 0 | 0 | 0.069 | 0.065 | 0.059 | 0.006 | 0.054 | 0.002 | 0.467 | 0 | 0.011
2024-06-21 18:00 | 0 | 0.638 | 0 | 0.254 | 0 | 0.089 | 0 | 0 | 0 | 0.054 | 0 | 0.083 | 0 | 0.038 | 0 | 0.485 | 0 | 0.033
2024-06-21 19:00 | 0 | 0.65 | 0 | 0.298 | 0 | 0.064 | 0 | 0 | 0 | 0.043 | 0 | 0.084 | 0 | 0.025 | 0 | 0.489 | 0 | 0.076
2024-06-21 20:00 | 0 | 0.633 | 0 | 0.331 | 0 | 0.045 | 0 | 0 | 0 | 0.04 | 0 | 0.068 | 0 | 0.017 | 0 | 0.486 | 0 | 0.126
2024-06-21 21:00 | 0 | 0.736 | 0 | 0.343 | 0 | 0.033 | 0 | 0 | 0 | 0.041 | 0 | 0.041 | 0 | 0.014 | 0 | 0.459 | 0 | 0.167
2024-06-21 22:00 | 0 | 0.792 | 0 | 0.348 | 0 | 0.029 | 0 | 0 | 0 | 0.047 | 0 | 0.021 | 0 | 0.015 | 0 | 0.395 | 0 | 0.205
2024-06-21 23:00 | 0 | 0.84 | 0 | 0.358 | 0 | 0.034 | 0 | 0 | 0 | 0.062 | 0 | 0.015 | 0 | 0.024 | 0 | 0.356 | 0 | 0.215
2024-06-22 | 0 | 0.886 | 0 | 0.364 | 0 | 0.045 | 0 | 0 | 0 | 0.082 | 0 | 0.023 | 0 | 0.039 | 0 | 0.311 | 0 | 0.206
2024-06-22 01:00 | 0 | 0.914 | 0 | 0.361 | 0 | 0.057 | 0 | 0.004 | 0 | 0.101 | 0 | 0.037 | 0 | 0.055 | 0 | 0.231 | 0 | 0.226
2024-06-22 02:00 | 0 | 0.927 | 0 | 0.348 | 0 | 0.074 | 0 | 0.021 | 0 | 0.119 | 0 | 0.055 | 0 | 0.077 | 0 | 0.145 | 0 | 0.285
2024-06-22 03:00 | 0 | 0.936 | 0 | 0.343 | 0 | 0.1 | 0 | 0.059 | 0 | 0.137 | 0 | 0.071 | 0 | 0.105 | 0 | 0.101 | 0 | 0.359
2024-06-22 04:00 | 0 | 0.941 | 0 | 0.349 | 0 | 0.13 | 0 | 0.107 | 0 | 0.147 | 0 | 0.076 | 0 | 0.146 | 0 | 0.071 | 0 | 0.41
2024-06-22 05:00 | 0 | 0.974 | 0 | 0.344 | 0 | 0.176 | 0 | 0.142 | 0 | 0.148 | 0 | 0.077 | 0 | 0.213 | 0 | 0.047 | 0 | 0.436
2024-06-22 06:00 | 0 | 0.972 | 0 | 0.325 | 0 | 0.235 | 0 | 0.161 | 0 | 0.166 | 0 | 0.094 | 0 | 0.309 | 0 | 0.034 | 0 | 0.454
2024-06-22 07:00 | 0.002 | 0.956 | 0.129 | 0.291 | 0.199 | 0.251 | 0.239 | 0.135 | 0.225 | 0.182 | 0.029 | 0.121 | 0.181 | 0.356 | 0 | 0.02 | 0.118 | 0.455
2024-06-22 08:00 | 0.04 | 0.929 | 0.417 | 0.113 | 0.456 | 0.107 | 0.474 | 0.046 | 0.471 | 0.076 | 0.349 | 0.084 | 0.438 | 0.153 | 0.152 | 0.015 | 0.362 | 0.376
2024-06-22 09:00 | 0.09 | 0.897 | 0.613 | 0.041 | 0.627 | 0.111 | 0.627 | 0.064 | 0.632 | 0.106 | 0.56 | 0.02 | 0.611 | 0.072 | 0.388 | 0.009 | 0.542 | 0.385
2024-06-22 10:00 | 0.151 | 0.924 | 0.725 | 0.061 | 0.731 | 0.189 | 0.721 | 0.101 | 0.73 | 0.198 | 0.69 | 0.043 | 0.716 | 0.141 | 0.552 | 0.003 | 0.65 | 0.444
2024-06-22 11:00 | 0.216 | 0.944 | 0.782 | 0.07 | 0.784 | 0.217 | 0.766 | 0.112 | 0.779 | 0.209 | 0.766 | 0.043 | 0.773 | 0.182 | 0.653 | 0 | 0.698 | 0.44
2024-06-22 12:00 | 0.255 | 0.938 | 0.789 | 0.072 | 0.784 | 0.234 | 0.763 | 0.112 | 0.776 | 0.223 | 0.79 | 0.034 | 0.778 | 0.201 | 0.694 | 0 | 0.694 | 0.432
2024-06-22 13:00 | 0.251 | 0.917 | 0.745 | 0.072 | 0.734 | 0.239 | 0.714 | 0.11 | 0.724 | 0.234 | 0.764 | 0.026 | 0.736 | 0.204 | 0.685 | 0 | 0.634 | 0.431
2024-06-22 14:00 | 0.24 | 0.887 | 0.651 | 0.069 | 0.638 | 0.237 | 0.613 | 0.101 | 0.621 | 0.225 | 0.689 | 0.02 | 0.643 | 0.195 | 0.618 | 0 | 0.525 | 0.43
2024-06-22 15:00 | 0.175 | 0.836 | 0.496 | 0.068 | 0.476 | 0.231 | 0.457 | 0.079 | 0.456 | 0.205 | 0.558 | 0.012 | 0.492 | 0.187 | 0.483 | 0.002 | 0.349 | 0.405
2024-06-22 16:00 | 0.044 | 0.677 | 0.267 | 0.077 | 0.241 | 0.227 | 0.232 | 0.052 | 0.214 | 0.189 | 0.361 | 0.005 | 0.271 | 0.178 | 0.275 | 0.011 | 0.106 | 0.341
2024-06-22 17:00 | 0 | 0.538 | 0.003 | 0.126 | 0.002 | 0.31 | 0.001 | 0.045 | 0 | 0.215 | 0.07 | 0 | 0.007 | 0.256 | 0.028 | 0.024 | 0 | 0.251
2024-06-22 18:00 | 0 | 0.429 | 0 | 0.176 | 0 | 0.389 | 0 | 0.055 | 0 | 0.245 | 0 | 0 | 0 | 0.392 | 0 | 0.022 | 0 | 0.201
2024-06-22 19:00 | 0 | 0.361 | 0 | 0.193 | 0 | 0.432 | 0 | 0.063 | 0 | 0.289 | 0 | 0 | 0 | 0.518 | 0 | 0.017 | 0 | 0.218
2024-06-22 20:00 | 0 | 0.286 | 0 | 0.181 | 0 | 0.432 | 0 | 0.068 | 0 | 0.325 | 0 | 0 | 0 | 0.578 | 0 | 0.016 | 0 | 0.313
2024-06-22 21:00 | 0 | 0.22 | 0 | 0.156 | 0 | 0.387 | 0 | 0.078 | 0 | 0.325 | 0 | 0 | 0 | 0.568 | 0 | 0.015 | 0 | 0.379
2024-06-22 22:00 | 0 | 0.183 | 0 | 0.124 | 0 | 0.323 | 0 | 0.094 | 0 | 0.283 | 0 | 0 | 0 | 0.534 | 0 | 0.013 | 0 | 0.398
2024-06-22 23:00 | 0 | 0.167 | 0 | 0.084 | 0 | 0.297 | 0 | 0.112 | 0 | 0.265 | 0 | 0.001 | 0 | 0.519 | 0 | 0.012 | 0 | 0.434
2024-06-23 | 0 | 0.187 | 0 | 0.054 | 0 | 0.3 | 0 | 0.121 | 0 | 0.278 | 0 | 0.004 | 0 | 0.525 | 0 | 0.012 | 0 | 0.427
2024-06-23 01:00 | 0 | 0.256 | 0 | 0.035 | 0 | 0.297 | 0 | 0.121 | 0 | 0.283 | 0 | 0.02 | 0 | 0.525 | 0 | 0.011 | 0 | 0.39
2024-06-23 02:00 | 0 | 0.358 | 0 | 0.023 | 0 | 0.289 | 0 | 0.118 | 0 | 0.278 | 0 | 0.067 | 0 | 0.505 | 0 | 0.012 | 0 | 0.367
2024-06-23 03:00 | 0 | 0.443 | 0 | 0.016 | 0 | 0.264 | 0 | 0.1 | 0 | 0.255 | 0 | 0.153 | 0 | 0.468 | 0 | 0.018 | 0 | 0.359
2024-06-23 04:00 | 0 | 0.49 | 0 | 0.014 | 0 | 0.223 | 0 | 0.068 | 0 | 0.211 | 0 | 0.27 | 0 | 0.422 | 0 | 0.027 | 0 | 0.355
2024-06-23 05:00 | 0 | 0.498 | 0 | 0.021 | 0 | 0.19 | 0 | 0.036 | 0 | 0.179 | 0 | 0.42 | 0 | 0.384 | 0 | 0.026 | 0 | 0.33
2024-06-23 06:00 | 0 | 0.51 | 0 | 0.038 | 0 | 0.163 | 0 | 0.016 | 0 | 0.159 | 0 | 0.561 | 0 | 0.36 | 0 | 0.022 | 0 | 0.297
2024-06-23 07:00 | 0.037 | 0.544 | 0.134 | 0.062 | 0.238 | 0.134 | 0.243 | 0.005 | 0.245 | 0.119 | 0.03 | 0.653 | 0.216 | 0.31 | 0 | 0.016 | 0.164 | 0.264
2024-06-23 08:00 | 0.28 | 0.406 | 0.432 | 0.041 | 0.492 | 0.046 | 0.481 | 0 | 0.494 | 0.033 | 0.353 | 0.496 | 0.472 | 0.112 | 0.061 | 0.011 | 0.402 | 0.165
2024-06-23 09:00 | 0.503 | 0.195 | 0.62 | 0.002 | 0.66 | 0 | 0.636 | 0 | 0.657 | 0 | 0.563 | 0.185 | 0.642 | 0.001 | 0.221 | 0.011 | 0.567 | 0.073
2024-06-23 10:00 | 0.621 | 0.252 | 0.734 | 0 | 0.759 | 0 | 0.73 | 0 | 0.753 | 0.006 | 0.691 | 0.291 | 0.744 | 0 | 0.421 | 0.025 | 0.667 | 0.043
2024-06-23 11:00 | 0.674 | 0.353 | 0.794 | 0 | 0.809 | 0.001 | 0.775 | 0.001 | 0.8 | 0.026 | 0.761 | 0.264 | 0.796 | 0 | 0.572 | 0.035 | 0.711 | 0.016
2024-06-23 12:00 | 0.675 | 0.471 | 0.799 | 0.001 | 0.809 | 0.003 | 0.772 | 0.001 | 0.797 | 0.041 | 0.782 | 0.156 | 0.799 | 0.001 | 0.622 | 0.053 | 0.706 | 0.001
2024-06-23 13:00 | 0.61 | 0.58 | 0.755 | 0.005 | 0.76 | 0.006 | 0.722 | 0.002 | 0.744 | 0.047 | 0.754 | 0.106 | 0.754 | 0.002 | 0.597 | 0.087 | 0.649 | 0.002
2024-06-23 14:00 | 0.505 | 0.608 | 0.659 | 0.011 | 0.661 | 0.008 | 0.621 | 0.002 | 0.642 | 0.047 | 0.677 | 0.081 | 0.659 | 0.003 | 0.502 | 0.139 | 0.534 | 0.015
2024-06-23 15:00 | 0.375 | 0.576 | 0.505 | 0.013 | 0.503 | 0.008 | 0.464 | 0.002 | 0.479 | 0.041 | 0.546 | 0.063 | 0.508 | 0.002 | 0.358 | 0.225 | 0.355 | 0.042
2024-06-23 16:00 | 0.151 | 0.552 | 0.277 | 0.016 | 0.272 | 0.013 | 0.235 | 0.001 | 0.241 | 0.053 | 0.348 | 0.046 | 0.286 | 0.002 | 0.165 | 0.308 | 0.108 | 0.058
2024-06-23 17:00 | 0 | 0.572 | 0.004 | 0.016 | 0.003 | 0.021 | 0.001 | 0 | 0 | 0.067 | 0.064 | 0.035 | 0.009 | 0.003 | 0.014 | 0.432 | 0 | 0.036
2024-06-23 18:00 | 0 | 0.536 | 0 | 0.013 | 0 | 0.022 | 0 | 0.002 | 0 | 0.063 | 0 | 0.029 | 0 | 0.003 | 0 | 0.57 | 0 | 0.012
2024-06-23 19:00 | 0 | 0.479 | 0 | 0.011 | 0 | 0.018 | 0 | 0.006 | 0 | 0.048 | 0 | 0.062 | 0 | 0.002 | 0 | 0.649 | 0 | 0.002
2024-06-23 20:00 | 0 | 0.414 | 0 | 0.009 | 0 | 0.014 | 0 | 0.014 | 0 | 0.033 | 0 | 0.188 | 0 | 0.002 | 0 | 0.721 | 0 | 0
2024-06-23 21:00 | 0 | 0.361 | 0 | 0.005 | 0 | 0.014 | 0 | 0.025 | 0 | 0.024 | 0 | 0.376 | 0 | 0.004 | 0 | 0.759 | 0 | 0.001
2024-06-23 22:00 | 0 | 0.367 | 0 | 0.003 | 0 | 0.02 | 0 | 0.036 | 0 | 0.024 | 0 | 0.523 | 0 | 0.01 | 0 | 0.784 | 0 | 0.006
2024-06-23 23:00 | 0 | 0.391 | 0 | 0.005 | 0 | 0.029 | 0 | 0.045 | 0 | 0.029 | 0 | 0.599 | 0 | 0.021 | 0 | 0.77 | 0 | 0.012
2024-06-24 | 0 | 0.432 | 0 | 0.015 | 0 | 0.034 | 0 | 0.051 | 0 | 0.035 | 0 | 0.647 | 0 | 0.039 | 0 | 0.741 | 0 | 0.01
2024-06-24 01:00 | 0 | 0.441 | 0 | 0.045 | 0 | 0.028 | 0 | 0.052 | 0 | 0.041 | 0 | 0.691 | 0 | 0.05 | 0 | 0.726 | 0 | 0.007
2024-06-24 02:00 | 0 | 0.408 | 0 | 0.095 | 0 | 0.014 | 0 | 0.045 | 0 | 0.038 | 0 | 0.718 | 0 | 0.048 | 0 | 0.711 | 0 | 0.008
2024-06-24 03:00 | 0 | 0.311 | 0 | 0.153 | 0 | 0.009 | 0 | 0.036 | 0 | 0.029 | 0 | 0.722 | 0 | 0.043 | 0 | 0.698 | 0 | 0.024
2024-06-24 04:00 | 0 | 0.179 | 0 | 0.206 | 0 | 0.011 | 0 | 0.028 | 0 | 0.025 | 0 | 0.707 | 0 | 0.047 | 0 | 0.724 | 0 | 0.068
2024-06-24 05:00 | 0 | 0.085 | 0 | 0.258 | 0 | 0.013 | 0 | 0.024 | 0 | 0.03 | 0 | 0.714 | 0 | 0.061 | 0 | 0.714 | 0 | 0.112
2024-06-24 06:00 | 0 | 0.084 | 0 | 0.294 | 0 | 0.014 | 0 | 0.019 | 0 | 0.039 | 0 | 0.737 | 0 | 0.068 | 0 | 0.74 | 0 | 0.137
2024-06-24 07:00 | 0 | 0.133 | 0.106 | 0.298 | 0.226 | 0.022 | 0.247 | 0.013 | 0.246 | 0.042 | 0.022 | 0.739 | 0.208 | 0.065 | 0 | 0.744 | 0.111 | 0.139
2024-06-24 08:00 | 0.017 | 0.168 | 0.409 | 0.173 | 0.481 | 0.015 | 0.481 | 0.003 | 0.494 | 0.017 | 0.313 | 0.54 | 0.462 | 0.026 | 0.136 | 0.725 | 0.322 | 0.078
2024-06-24 09:00 | 0.054 | 0.179 | 0.608 | 0.044 | 0.65 | 0 | 0.634 | 0.013 | 0.657 | 0 | 0.52 | 0.231 | 0.633 | 0 | 0.367 | 0.663 | 0.495 | 0.025
2024-06-24 10:00 | 0.09 | 0.213 | 0.727 | 0.01 | 0.747 | 0.002 | 0.729 | 0.006 | 0.748 | 0 | 0.648 | 0.353 | 0.734 | 0.004 | 0.535 | 0.706 | 0.61 | 0.018
2024-06-24 11:00 | 0.117 | 0.302 | 0.785 | 0.004 | 0.793 | 0.021 | 0.774 | 0.002 | 0.789 | 0.003 | 0.713 | 0.474 | 0.784 | 0.036 | 0.634 | 0.751 | 0.645 | 0.021
2024-06-24 12:00 | 0.132 | 0.448 | 0.793 | 0.005 | 0.79 | 0.053 | 0.77 | 0.001 | 0.779 | 0.008 | 0.73 | 0.451 | 0.786 | 0.066 | 0.67 | 0.703 | 0.619 | 0.028
2024-06-24 13:00 | 0.119 | 0.59 | 0.749 | 0.013 | 0.737 | 0.084 | 0.719 | 0.001 | 0.719 | 0.014 | 0.712 | 0.469 | 0.742 | 0.083 | 0.651 | 0.633 | 0.495 | 0.054
2024-06-24 14:00 | 0.088 | 0.666 | 0.653 | 0.018 | 0.64 | 0.108 | 0.618 | 0.001 | 0.632 | 0.02 | 0.655 | 0.494 | 0.646 | 0.087 | 0.589 | 0.602 | 0.355 | 0.087
2024-06-24 15:00 | 0.051 | 0.668 | 0.487 | 0.017 | 0.476 | 0.127 | 0.46 | 0.003 | 0.459 | 0.031 | 0.532 | 0.496 | 0.494 | 0.083 | 0.456 | 0.627 | 0.219 | 0.116
2024-06-24 16:00 | 0.012 | 0.657 | 0.23 | 0.01 | 0.237 | 0.16 | 0.228 | 0.025 | 0.213 | 0.074 | 0.336 | 0.438 | 0.27 | 0.068 | 0.262 | 0.708 | 0.044 | 0.125
2024-06-24 17:00 | 0 | 0.701 | 0.002 | 0.002 | 0.002 | 0.179 | 0.001 | 0.108 | 0 | 0.112 | 0.06 | 0.422 | 0.007 | 0.034 | 0.029 | 0.803 | 0 | 0.125
2024-06-24 18:00 | 0 | 0.782 | 0 | 0 | 0 | 0.126 | 0 | 0.251 | 0 | 0.08 | 0 | 0.469 | 0 | 0.007 | 0 | 0.816 | 0 | 0.121
2024-06-24 19:00 | 0 | 0.856 | 0 | 0 | 0 | 0.07 | 0 | 0.411 | 0 | 0.03 | 0 | 0.58 | 0 | 0.002 | 0 | 0.812 | 0 | 0.119
2024-06-24 20:00 | 0 | 0.906 | 0 | 0.002 | 0 | 0.041 | 0 | 0.503 | 0 | 0.014 | 0 | 0.683 | 0 | 0.001 | 0 | 0.782 | 0 | 0.117
2024-06-24 21:00 | 0 | 0.93 | 0 | 0.021 | 0 | 0.03 | 0 | 0.498 | 0 | 0.043 | 0 | 0.735 | 0 | 0.002 | 0 | 0.748 | 0 | 0.118
2024-06-24 22:00 | 0 | 0.919 | 0 | 0.074 | 0 | 0.032 | 0 | 0.447 | 0 | 0.166 | 0 | 0.737 | 0 | 0.007 | 0 | 0.71 | 0 | 0.137
2024-06-24 23:00 | 0 | 0.902 | 0 | 0.18 | 0 | 0.078 | 0 | 0.46 | 0 | 0.395 | 0 | 0.724 | 0 | 0.042 | 0 | 0.679 | 0 | 0.167
2024-06-25 | 0 | 0.884 | 0 | 0.35 | 0 | 0.231 | 0 | 0.479 | 0 | 0.563 | 0 | 0.683 | 0 | 0.146 | 0 | 0.635 | 0 | 0.187
2024-06-25 01:00 | 0 | 0.874 | 0 | 0.558 | 0 | 0.474 | 0 | 0.479 | 0 | 0.599 | 0 | 0.615 | 0 | 0.3 | 0 | 0.594 | 0 | 0.195
2024-06-25 02:00 | 0 | 0.871 | 0 | 0.704 | 0 | 0.62 | 0 | 0.466 | 0 | 0.544 | 0 | 0.553 | 0 | 0.406 | 0 | 0.578 | 0 | 0.186
2024-06-25 03:00 | 0 | 0.853 | 0 | 0.752 | 0 | 0.646 | 0 | 0.444 | 0 | 0.471 | 0 | 0.485 | 0 | 0.42 | 0 | 0.556 | 0 | 0.177
2024-06-25 04:00 | 0 | 0.806 | 0 | 0.746 | 0 | 0.641 | 0 | 0.43 | 0 | 0.402 | 0 | 0.395 | 0 | 0.429 | 0 | 0.528 | 0 | 0.194
2024-06-25 05:00 | 0 | 0.724 | 0 | 0.72 | 0 | 0.627 | 0 | 0.386 | 0 | 0.311 | 0 | 0.282 | 0 | 0.417 | 0 | 0.485 | 0 | 0.218
2024-06-25 06:00 | 0 | 0.648 | 0 | 0.712 | 0 | 0.559 | 0 | 0.334 | 0 | 0.223 | 0 | 0.199 | 0 | 0.386 | 0 | 0.458 | 0 | 0.242
2024-06-25 07:00 | 0.013 | 0.541 | 0.11 | 0.663 | 0.026 | 0.425 | 0.064 | 0.266 | 0.036 | 0.172 | 0.018 | 0.162 | 0.132 | 0.3 | 0 | 0.435 | 0.096 | 0.27
2024-06-25 08:00 | 0.164 | 0.369 | 0.399 | 0.39 | 0.11 | 0.29 | 0.218 | 0.332 | 0.16 | 0.135 | 0.303 | 0.093 | 0.336 | 0.166 | 0.149 | 0.364 | 0.32 | 0.236
2024-06-25 09:00 | 0.314 | 0.271 | 0.587 | 0.243 | 0.303 | 0.325 | 0.539 | 0.334 | 0.447 | 0.147 | 0.527 | 0.041 | 0.528 | 0.195 | 0.388 | 0.254 | 0.497 | 0.31
2024-06-25 10:00 | 0.401 | 0.24 | 0.699 | 0.308 | 0.619 | 0.305 | 0.654 | 0.21 | 0.64 | 0.084 | 0.669 | 0.029 | 0.673 | 0.205 | 0.554 | 0.251 | 0.604 | 0.422
2024-06-25 11:00 | 0.454 | 0.343 | 0.749 | 0.459 | 0.688 | 0.22 | 0.681 | 0.112 | 0.677 | 0.054 | 0.745 | 0.035 | 0.721 | 0.15 | 0.652 | 0.24 | 0.652 | 0.491
2024-06-25 12:00 | 0.547 | 0.436 | 0.75 | 0.642 | 0.627 | 0.175 | 0.651 | 0.058 | 0.679 | 0.049 | 0.771 | 0.101 | 0.698 | 0.105 | 0.692 | 0.209 | 0.644 | 0.555
2024-06-25 13:00 | 0.597 | 0.398 | 0.703 | 0.668 | 0.579 | 0.136 | 0.598 | 0.029 | 0.652 | 0.052 | 0.748 | 0.17 | 0.648 | 0.068 | 0.677 | 0.147 | 0.583 | 0.642
2024-06-25 14:00 | 0.519 | 0.308 | 0.58 | 0.694 | 0.536 | 0.107 | 0.522 | 0.016 | 0.565 | 0.056 | 0.675 | 0.21 | 0.561 | 0.041 | 0.607 | 0.075 | 0.463 | 0.741
2024-06-25 15:00 | 0.357 | 0.266 | 0.415 | 0.712 | 0.392 | 0.08 | 0.345 | 0.019 | 0.388 | 0.061 | 0.546 | 0.234 | 0.386 | 0.024 | 0.477 | 0.017 | 0.281 | 0.826
2024-06-25 16:00 | 0.126 | 0.355 | 0.18 | 0.725 | 0.173 | 0.071 | 0.109 | 0.062 | 0.147 | 0.078 | 0.35 | 0.22 | 0.141 | 0.023 | 0.277 | 0 | 0.067 | 0.871
2024-06-25 17:00 | 0 | 0.535 | 0 | 0.829 | 0 | 0.121 | 0 | 0.214 | 0 | 0.142 | 0.067 | 0.201 | 0.001 | 0.079 | 0.034 | 0.002 | 0 | 0.877
2024-06-25 18:00 | 0 | 0.607 | 0 | 0.87 | 0 | 0.201 | 0 | 0.337 | 0 | 0.195 | 0 | 0.12 | 0 | 0.183 | 0 | 0.001 | 0 | 0.863
2024-06-25 19:00 | 0 | 0.636 | 0 | 0.874 | 0 | 0.286 | 0 | 0.358 | 0 | 0.259 | 0 | 0.037 | 0 | 0.278 | 0 | 0 | 0 | 0.843
2024-06-25 20:00 | 0 | 0.659 | 0 | 0.874 | 0 | 0.387 | 0 | 0.329 | 0 | 0.336 | 0 | 0.006 | 0 | 0.355 | 0 | 0 | 0 | 0.814
2024-06-25 21:00 | 0 | 0.594 | 0 | 0.862 | 0 | 0.493 | 0 | 0.298 | 0 | 0.401 | 0 | 0.002 | 0 | 0.426 | 0 | 0.004 | 0 | 0.783
2024-06-25 22:00 | 0 | 0.644 | 0 | 0.837 | 0 | 0.571 | 0 | 0.279 | 0 | 0.433 | 0 | 0.005 | 0 | 0.45 | 0 | 0.018 | 0 | 0.756
2024-06-25 23:00 | 0 | 0.71 | 0 | 0.796 | 0 | 0.568 | 0 | 0.253 | 0 | 0.388 | 0 | 0.018 | 0 | 0.418 | 0 | 0.034 | 0 | 0.72
2024-06-26 | 0 | 0.788 | 0 | 0.752 | 0 | 0.538 | 0 | 0.214 | 0 | 0.254 | 0 | 0.061 | 0 | 0.4 | 0 | 0.055 | 0 | 0.694
2024-06-26 01:00 | 0 | 0.77 | 0 | 0.709 | 0 | 0.471 | 0 | 0.174 | 0 | 0.137 | 0 | 0.161 | 0 | 0.351 | 0 | 0.076 | 0 | 0.685
2024-06-26 02:00 | 0 | 0.7 | 0 | 0.67 | 0 | 0.376 | 0 | 0.133 | 0 | 0.068 | 0 | 0.328 | 0 | 0.278 | 0 | 0.081 | 0 | 0.682
2024-06-26 03:00 | 0 | 0.712 | 0 | 0.618 | 0 | 0.294 | 0 | 0.099 | 0 | 0.036 | 0 | 0.525 | 0 | 0.212 | 0 | 0.082 | 0 | 0.667
2024-06-26 04:00 | 0 | 0.819 | 0 | 0.57 | 0 | 0.254 | 0 | 0.073 | 0 | 0.024 | 0 | 0.664 | 0 | 0.157 | 0 | 0.085 | 0 | 0.668
2024-06-26 05:00 | 0 | 0.873 | 0 | 0.522 | 0 | 0.195 | 0 | 0.055 | 0 | 0.021 | 0 | 0.722 | 0 | 0.112 | 0 | 0.089 | 0 | 0.675
2024-06-26 06:00 | 0 | 0.853 | 0 | 0.447 | 0 | 0.163 | 0 | 0.04 | 0 | 0.017 | 0 | 0.744 | 0 | 0.077 | 0 | 0.134 | 0 | 0.686
2024-06-26 07:00 | 0.05 | 0.837 | 0.024 | 0.386 | 0.023 | 0.115 | 0.139 | 0.015 | 0.029 | 0.007 | 0.021 | 0.753 | 0.039 | 0.036 | 0 | 0.193 | 0.131 | 0.683
2024-06-26 08:00 | 0.33 | 0.739 | 0.117 | 0.293 | 0.118 | 0.088 | 0.395 | 0.001 | 0.136 | 0.002 | 0.308 | 0.572 | 0.171 | 0.02 | 0.133 | 0.259 | 0.367 | 0.628
2024-06-26 09:00 | 0.524 | 0.664 | 0.353 | 0.278 | 0.294 | 0.101 | 0.606 | 0 | 0.427 | 0.007 | 0.517 | 0.323 | 0.352 | 0.041 | 0.361 | 0.291 | 0.535 | 0.642
2024-06-26 10:00 | 0.643 | 0.846 | 0.627 | 0.325 | 0.535 | 0.148 | 0.686 | 0.009 | 0.701 | 0.02 | 0.647 | 0.362 | 0.515 | 0.072 | 0.533 | 0.444 | 0.637 | 0.713
2024-06-26 11:00 | 0.704 | 0.824 | 0.752 | 0.416 | 0.718 | 0.171 | 0.713 | 0.018 | 0.75 | 0.034 | 0.72 | 0.423 | 0.659 | 0.094 | 0.646 | 0.715 | 0.681 | 0.764
2024-06-26 12:00 | 0.716 | 0.729 | 0.754 | 0.595 | 0.719 | 0.178 | 0.708 | 0.019 | 0.747 | 0.04 | 0.739 | 0.583 | 0.693 | 0.107 | 0.72 | 0.833 | 0.674 | 0.786
2024-06-26 13:00 | 0.68 | 0.541 | 0.708 | 0.739 | 0.642 | 0.176 | 0.7 | 0.02 | 0.693 | 0.045 | 0.711 | 0.734 | 0.54 | 0.112 | 0.708 | 0.902 | 0.616 | 0.808
2024-06-26 14:00 | 0.587 | 0.312 | 0.613 | 0.79 | 0.529 | 0.17 | 0.601 | 0.019 | 0.585 | 0.053 | 0.634 | 0.799 | 0.429 | 0.105 | 0.635 | 0.943 | 0.502 | 0.831
2024-06-26 15:00 | 0.433 | 0.051 | 0.457 | 0.775 | 0.376 | 0.156 | 0.445 | 0.017 | 0.406 | 0.062 | 0.503 | 0.804 | 0.251 | 0.084 | 0.477 | 0.963 | 0.324 | 0.865
2024-06-26 16:00 | 0.19 | 0.01 | 0.226 | 0.706 | 0.124 | 0.134 | 0.19 | 0.018 | 0.157 | 0.091 | 0.301 | 0.744 | 0.119 | 0.061 | 0.269 | 0.97 | 0.09 | 0.901
2024-06-26 17:00 | 0 | 0.103 | 0.002 | 0.748 | 0 | 0.147 | 0.001 | 0.035 | 0 | 0.176 | 0.043 | 0.823 | 0.002 | 0.054 | 0.031 | 0.979 | 0 | 0.9
2024-06-26 18:00 | 0 | 0.279 | 0 | 0.812 | 0 | 0.146 | 0 | 0.037 | 0 | 0.225 | 0 | 0.883 | 0 | 0.044 | 0 | 0.986 | 0 | 0.888
2024-06-26 19:00 | 0 | 0.529 | 0 | 0.849 | 0 | 0.138 | 0 | 0.02 | 0 | 0.238 | 0 | 0.899 | 0 | 0.032 | 0 | 0.989 | 0 | 0.871
2024-06-26 20:00 | 0 | 0.826 | 0 | 0.855 | 0 | 0.133 | 0 | 0.009 | 0 | 0.211 | 0 | 0.873 | 0 | 0.026 | 0 | 0.991 | 0 | 0.839
2024-06-26 21:00 | 0 | 0.94 | 0 | 0.845 | 0 | 0.133 | 0 | 0.009 | 0 | 0.156 | 0 | 0.815 | 0 | 0.024 | 0 | 0.991 | 0 | 0.808
2024-06-26 22:00 | 0 | 0.966 | 0 | 0.832 | 0 | 0.14 | 0 | 0.013 | 0 | 0.105 | 0 | 0.712 | 0 | 0.023 | 0 | 0.981 | 0 | 0.753
2024-06-26 23:00 | 0 | 0.968 | 0 | 0.826 | 0 | 0.145 | 0 | 0.015 | 0 | 0.084 | 0 | 0.628 | 0 | 0.021 | 0 | 0.935 | 0 | 0.633
2024-06-27 | 0 | 0.954 | 0 | 0.819 | 0 | 0.133 | 0 | 0.011 | 0 | 0.084 | 0 | 0.487 | 0 | 0.015 | 0 | 0.847 | 0 | 0.494
2024-06-27 01:00 | 0 | 0.948 | 0 | 0.812 | 0 | 0.124 | 0 | 0.009 | 0 | 0.078 | 0 | 0.294 | 0 | 0.019 | 0 | 0.83 | 0 | 0.396
2024-06-27 02:00 | 0 | 0.944 | 0 | 0.806 | 0 | 0.128 | 0 | 0.011 | 0 | 0.084 | 0 | 0.144 | 0 | 0.021 | 0 | 0.853 | 0 | 0.341
2024-06-27 03:00 | 0 | 0.914 | 0 | 0.795 | 0 | 0.125 | 0 | 0.014 | 0 | 0.084 | 0 | 0.078 | 0 | 0.019 | 0 | 0.831 | 0 | 0.31
2024-06-27 04:00 | 0 | 0.885 | 0 | 0.788 | 0 | 0.111 | 0 | 0.016 | 0 | 0.072 | 0 | 0.061 | 0 | 0.015 | 0 | 0.812 | 0 | 0.27
2024-06-27 05:00 | 0 | 0.93 | 0 | 0.772 | 0 | 0.12 | 0 | 0.029 | 0 | 0.058 | 0 | 0.064 | 0 | 0.02 | 0 | 0.821 | 0 | 0.228
2024-06-27 06:00 | 0 | 0.923 | 0 | 0.756 | 0 | 0.157 | 0 | 0.049 | 0 | 0.049 | 0 | 0.055 | 0 | 0.036 | 0 | 0.84 | 0 | 0.228
2024-06-27 07:00 | 0.033 | 0.88 | 0.095 | 0.682 | 0.203 | 0.185 | 0.239 | 0.058 | 0.227 | 0.041 | 0.009 | 0.03 | 0.179 | 0.05 | 0 | 0.864 | 0.159 | 0.241
2024-06-27 08:00 | 0.281 | 0.776 | 0.37 | 0.414 | 0.451 | 0.102 | 0.473 | 0.017 | 0.471 | 0.013 | 0.198 | 0.015 | 0.43 | 0.027 | 0.045 | 0.872 | 0.392 | 0.172
2024-06-27 09:00 | 0.48 | 0.64 | 0.56 | 0.243 | 0.615 | 0.125 | 0.625 | 0.027 | 0.629 | 0.055 | 0.456 | 0.02 | 0.599 | 0.032 | 0.142 | 0.841 | 0.554 | 0.061
2024-06-27 10:00 | 0.603 | 0.677 | 0.676 | 0.218 | 0.712 | 0.239 | 0.722 | 0.056 | 0.722 | 0.187 | 0.625 | 0.029 | 0.699 | 0.105 | 0.193 | 0.865 | 0.651 | 0.009
2024-06-27 11:00 | 0.667 | 0.601 | 0.735 | 0.403 | 0.761 | 0.261 | 0.768 | 0.079 | 0.768 | 0.249 | 0.725 | 0.041 | 0.748 | 0.127 | 0.289 | 0.894 | 0.694 | 0
2024-06-27 12:00 | 0.678 | 0.539 | 0.741 | 0.646 | 0.763 | 0.227 | 0.767 | 0.116 | 0.765 | 0.247 | 0.745 | 0.093 | 0.753 | 0.101 | 0.34 | 0.917 | 0.688 | 0.002
2024-06-27 13:00 | 0.636 | 0.509 | 0.698 | 0.76 | 0.717 | 0.181 | 0.718 | 0.158 | 0.714 | 0.223 | 0.714 | 0.196 | 0.711 | 0.073 | 0.239 | 0.904 | 0.634 | 0.024
2024-06-27 14:00 | 0.538 | 0.434 | 0.603 | 0.783 | 0.617 | 0.138 | 0.619 | 0.193 | 0.611 | 0.186 | 0.634 | 0.332 | 0.616 | 0.051 | 0.194 | 0.871 | 0.524 | 0.1
2024-06-27 15:00 | 0.374 | 0.348 | 0.45 | 0.776 | 0.462 | 0.103 | 0.465 | 0.205 | 0.449 | 0.143 | 0.496 | 0.395 | 0.467 | 0.037 | 0.141 | 0.8 | 0.35 | 0.209
2024-06-27 16:00 | 0.142 | 0.321 | 0.225 | 0.733 | 0.234 | 0.07 | 0.237 | 0.168 | 0.213 | 0.084 | 0.29 | 0.32 | 0.248 | 0.025 | 0.075 | 0.69 | 0.108 | 0.355
2024-06-27 17:00 | 0 | 0.308 | 0.002 | 0.77 | 0.002 | 0.064 | 0.002 | 0.106 | 0 | 0.039 | 0.041 | 0.239 | 0.006 | 0.036 | 0.005 | 0.655 | 0 | 0.485
2024-06-27 18:00 | 0 | 0.286 | 0 | 0.767 | 0 | 0.087 | 0 | 0.036 | 0 | 0.019 | 0 | 0.254 | 0 | 0.061 | 0 | 0.616 | 0 | 0.568
2024-06-27 19:00 | 0 | 0.259 | 0 | 0.697 | 0 | 0.119 | 0 | 0.01 | 0 | 0.012 | 0 | 0.255 | 0 | 0.082 | 0 | 0.595 | 0 | 0.578
2024-06-27 20:00 | 0 | 0.191 | 0 | 0.59 | 0 | 0.157 | 0 | 0.007 | 0 | 0.017 | 0 | 0.23 | 0 | 0.091 | 0 | 0.54 | 0 | 0.525
2024-06-27 21:00 | 0 | 0.176 | 0 | 0.469 | 0 | 0.197 | 0 | 0.009 | 0 | 0.038 | 0 | 0.193 | 0 | 0.095 | 0 | 0.485 | 0 | 0.451
2024-06-27 22:00 | 0 | 0.152 | 0 | 0.339 | 0 | 0.225 | 0 | 0.012 | 0 | 0.071 | 0 | 0.155 | 0 | 0.104 | 0 | 0.43 | 0 | 0.334
2024-06-27 23:00 | 0 | 0.133 | 0 | 0.23 | 0 | 0.231 | 0 | 0.017 | 0 | 0.096 | 0 | 0.11 | 0 | 0.105 | 0 | 0.362 | 0 | 0.214
2024-06-28 | 0 | 0.135 | 0 | 0.137 | 0 | 0.217 | 0 | 0.024 | 0 | 0.118 | 0 | 0.068 | 0 | 0.103 | 0 | 0.354 | 0 | 0.201
2024-06-28 01:00 | 0 | 0.132 | 0 | 0.059 | 0 | 0.206 | 0 | 0.035 | 0 | 0.152 | 0 | 0.04 | 0 | 0.111 | 0 | 0.353 | 0 | 0.332
2024-06-28 02:00 | 0 | 0.18 | 0 | 0.014 | 0 | 0.215 | 0 | 0.053 | 0 | 0.208 | 0 | 0.032 | 0 | 0.126 | 0 | 0.349 | 0 | 0.51
2024-06-28 03:00 | 0 | 0.255 | 0 | 0.005 | 0 | 0.237 | 0 | 0.084 | 0 | 0.278 | 0 | 0.041 | 0 | 0.149 | 0 | 0.403 | 0 | 0.599
2024-06-28 04:00 | 0 | 0.296 | 0 | 0.014 | 0 | 0.264 | 0 | 0.124 | 0 | 0.357 | 0 | 0.068 | 0 | 0.168 | 0 | 0.476 | 0 | 0.63
2024-06-28 05:00 | 0 | 0.331 | 0 | 0.029 | 0 | 0.267 | 0 | 0.168 | 0 | 0.415 | 0 | 0.121 | 0 | 0.157 | 0 | 0.46 | 0 | 0.628
2024-06-28 06:00 | 0 | 0.367 | 0 | 0.038 | 0 | 0.241 | 0 | 0.214 | 0 | 0.453 | 0 | 0.19 | 0 | 0.118 | 0 | 0.516 | 0 | 0.586
2024-06-28 07:00 | 0.032 | 0.413 | 0.096 | 0.058 | 0.195 | 0.184 | 0.239 | 0.216 | 0.229 | 0.432 | 0.016 | 0.271 | 0.177 | 0.074 | 0 | 0.571 | 0.135 | 0.481
2024-06-28 08:00 | 0.309 | 0.256 | 0.374 | 0.069 | 0.444 | 0.06 | 0.473 | 0.095 | 0.469 | 0.199 | 0.279 | 0.288 | 0.425 | 0.017 | 0.063 | 0.647 | 0.366 | 0.291
2024-06-28 09:00 | 0.512 | 0.123 | 0.565 | 0.055 | 0.612 | 0.009 | 0.627 | 0.111 | 0.627 | 0.097 | 0.491 | 0.134 | 0.594 | 0 | 0.291 | 0.653 | 0.531 | 0.155
2024-06-28 10:00 | 0.631 | 0.073 | 0.68 | 0.093 | 0.709 | 0.03 | 0.72 | 0.178 | 0.718 | 0.136 | 0.624 | 0.224 | 0.693 | 0.005 | 0.461 | 0.839 | 0.633 | 0.087
2024-06-28 11:00 | 0.687 | 0.05 | 0.74 | 0.22 | 0.757 | 0.043 | 0.763 | 0.22 | 0.764 | 0.089 | 0.709 | 0.302 | 0.744 | 0.006 | 0.553 | 0.911 | 0.681 | 0.051
2024-06-28 12:00 | 0.697 | 0.034 | 0.744 | 0.464 | 0.758 | 0.035 | 0.761 | 0.193 | 0.762 | 0.054 | 0.728 | 0.418 | 0.749 | 0.004 | 0.52 | 0.926 | 0.675 | 0.027
2024-06-28 13:00 | 0.655 | 0.013 | 0.701 | 0.575 | 0.712 | 0.027 | 0.713 | 0.148 | 0.712 | 0.036 | 0.698 | 0.593 | 0.707 | 0.003 | 0.435 | 0.924 | 0.617 | 0.036
2024-06-28 14:00 | 0.556 | 0 | 0.604 | 0.583 | 0.614 | 0.019 | 0.617 | 0.106 | 0.612 | 0.028 | 0.624 | 0.686 | 0.612 | 0.002 | 0.362 | 0.909 | 0.508 | 0.037
2024-06-28 15:00 | 0.391 | 0.003 | 0.447 | 0.484 | 0.456 | 0.011 | 0.46 | 0.069 | 0.451 | 0.024 | 0.489 | 0.711 | 0.461 | 0.001 | 0.271 | 0.884 | 0.327 | 0.046
2024-06-28 16:00 | 0.147 | 0.146 | 0.217 | 0.335 | 0.225 | 0.008 | 0.233 | 0.033 | 0.216 | 0.03 | 0.286 | 0.631 | 0.239 | 0.001 | 0.121 | 0.822 | 0.09 | 0.06
2024-06-28 17:00 | 0 | 0.332 | 0.002 | 0.345 | 0.002 | 0.005 | 0.002 | 0.009 | 0 | 0.045 | 0.039 | 0.644 | 0.005 | 0.001 | 0.009 | 0.778 | 0 | 0.062
2024-06-28 18:00 | 0 | 0.38 | 0 | 0.426 | 0 | 0.005 | 0 | 0.002 | 0 | 0.07 | 0 | 0.714 | 0 | 0 | 0 | 0.752 | 0 | 0.054
2024-06-28 19:00 | 0 | 0.331 | 0 | 0.509 | 0 | 0.007 | 0 | 0.005 | 0 | 0.105 | 0 | 0.75 | 0 | 0 | 0 | 0.705 | 0 | 0.064
2024-06-28 20:00 | 0 | 0.243 | 0 | 0.571 | 0 | 0.012 | 0 | 0.026 | 0 | 0.147 | 0 | 0.771 | 0 | 0 | 0 | 0.685 | 0 | 0.107
2024-06-28 21:00 | 0 | 0.167 | 0 | 0.612 | 0 | 0.014 | 0 | 0.068 | 0 | 0.194 | 0 | 0.795 | 0 | 0.001 | 0 | 0.668 | 0 | 0.162
2024-06-28 22:00 | 0 | 0.131 | 0 | 0.628 | 0 | 0.011 | 0 | 0.092 | 0 | 0.233 | 0 | 0.815 | 0 | 0.002 | 0 | 0.637 | 0 | 0.205
2024-06-28 23:00 | 0 | 0.225 | 0 | 0.624 | 0 | 0.007 | 0 | 0.074 | 0 | 0.233 | 0 | 0.782 | 0 | 0.007 | 0 | 0.59 | 0 | 0.219
2024-06-29 | 0 | 0.442 | 0 | 0.61 | 0 | 0.006 | 0 | 0.054 | 0 | 0.195 | 0 | 0.718 | 0 | 0.023 | 0 | 0.515 | 0 | 0.219
2024-06-29 01:00 | 0 | 0.621 | 0 | 0.59 | 0 | 0.008 | 0 | 0.034 | 0 | 0.146 | 0 | 0.666 | 0 | 0.046 | 0 | 0.467 | 0 | 0.213
2024-06-29 02:00 | 0 | 0.685 | 0 | 0.556 | 0 | 0.018 | 0 | 0.018 | 0 | 0.117 | 0 | 0.642 | 0 | 0.071 | 0 | 0.433 | 0 | 0.21
2024-06-29 03:00 | 0 | 0.68 | 0 | 0.523 | 0 | 0.035 | 0 | 0.014 | 0 | 0.115 | 0 | 0.645 | 0 | 0.083 | 0 | 0.42 | 0 | 0.22
2024-06-29 04:00 | 0 | 0.642 | 0 | 0.495 | 0 | 0.038 | 0 | 0.011 | 0 | 0.112 | 0 | 0.651 | 0 | 0.082 | 0 | 0.434 | 0 | 0.23
2024-06-29 05:00 | 0 | 0.592 | 0 | 0.457 | 0 | 0.034 | 0 | 0.011 | 0 | 0.101 | 0 | 0.695 | 0 | 0.087 | 0 | 0.454 | 0 | 0.226
2024-06-29 06:00 | 0 | 0.537 | 0 | 0.395 | 0 | 0.027 | 0 | 0.01 | 0 | 0.069 | 0 | 0.746 | 0 | 0.099 | 0 | 0.487 | 0 | 0.249
2024-06-29 07:00 | 0.028 | 0.462 | 0.104 | 0.364 | 0.168 | 0.025 | 0.145 | 0.008 | 0.21 | 0.043 | 0.013 | 0.743 | 0.1 | 0.096 | 0 | 0.48 | 0.146 | 0.272
2024-06-29 08:00 | 0.249 | 0.278 | 0.386 | 0.232 | 0.405 | 0.009 | 0.325 | 0.003 | 0.455 | 0.014 | 0.261 | 0.644 | 0.284 | 0.043 | 0.048 | 0.468 | 0.38 | 0.214
2024-06-29 09:00 | 0.443 | 0.07 | 0.576 | 0.145 | 0.574 | 0 | 0.564 | 0.004 | 0.588 | 0.005 | 0.478 | 0.668 | 0.489 | 0.001 | 0.148 | 0.503 | 0.544 | 0.088
2024-06-29 10:00 | 0.567 | 0.006 | 0.688 | 0.191 | 0.681 | 0 | 0.712 | 0.003 | 0.692 | 0.001 | 0.608 | 0.906 | 0.647 | 0 | 0.259 | 0.679 | 0.642 | 0.005
2024-06-29 11:00 | 0.637 | 0.029 | 0.744 | 0.516 | 0.749 | 0 | 0.764 | 0.013 | 0.754 | 0.001 | 0.682 | 0.972 | 0.746 | 0 | 0.348 | 0.762 | 0.683 | 0
2024-06-29 12:00 | 0.653 | 0.097 | 0.754 | 0.59 | 0.766 | 0.008 | 0.749 | 0.037 | 0.767 | 0.005 | 0.699 | 0.987 | 0.733 | 0.009 | 0.405 | 0.823 | 0.678 | 0
2024-06-29 13:00 | 0.611 | 0.174 | 0.714 | 0.676 | 0.701 | 0.03 | 0.616 | 0.058 | 0.719 | 0.02 | 0.669 | 0.988 | 0.629 | 0.026 | 0.368 | 0.857 | 0.622 | 0.008
2024-06-29 14:00 | 0.503 | 0.243 | 0.623 | 0.743 | 0.585 | 0.055 | 0.474 | 0.075 | 0.592 | 0.035 | 0.605 | 0.984 | 0.536 | 0.038 | 0.249 | 0.878 | 0.514 | 0.023
2024-06-29 15:00 | 0.344 | 0.378 | 0.471 | 0.773 | 0.444 | 0.076 | 0.287 | 0.093 | 0.371 | 0.051 | 0.466 | 0.979 | 0.455 | 0.043 | 0.139 | 0.894 | 0.338 | 0.038
2024-06-29 16:00 | 0.123 | 0.586 | 0.244 | 0.737 | 0.235 | 0.126 | 0.094 | 0.139 | 0.159 | 0.099 | 0.254 | 0.928 | 0.243 | 0.071 | 0.047 | 0.872 | 0.1 | 0.062
2024-06-29 17:00 | 0 | 0.786 | 0.003 | 0.739 | 0.002 | 0.214 | 0.001 | 0.231 | 0 | 0.181 | 0.025 | 0.797 | 0.006 | 0.111 | 0 | 0.87 | 0 | 0.108
2024-06-29 18:00 | 0 | 0.906 | 0 | 0.756 | 0 | 0.243 | 0 | 0.252 | 0 | 0.231 | 0 | 0.767 | 0 | 0.115 | 0 | 0.871 | 0 | 0.176
2024-06-29 19:00 | 0 | 0.953 | 0 | 0.763 | 0 | 0.218 | 0 | 0.253 | 0 | 0.199 | 0 | 0.771 | 0 | 0.102 | 0 | 0.838 | 0 | 0.256
2024-06-29 20:00 | 0 | 0.967 | 0 | 0.75 | 0 | 0.21 | 0 | 0.268 | 0 | 0.16 | 0 | 0.617 | 0 | 0.097 | 0 | 0.76 | 0 | 0.329
2024-06-29 21:00 | 0 | 0.97 | 0 | 0.75 | 0 | 0.232 | 0 | 0.291 | 0 | 0.191 | 0 | 0.447 | 0 | 0.102 | 0 | 0.731 | 0 | 0.372
2024-06-29 22:00 | 0 | 0.965 | 0 | 0.747 | 0 | 0.253 | 0 | 0.302 | 0 | 0.321 | 0 | 0.32 | 0 | 0.112 | 0 | 0.659 | 0 | 0.38
2024-06-29 23:00 | 0 | 0.949 | 0 | 0.75 | 0 | 0.266 | 0 | 0.3 | 0 | 0.473 | 0 | 0.208 | 0 | 0.112 | 0 | 0.638 | 0 | 0.401
2024-06-30 | 0 | 0.929 | 0 | 0.757 | 0 | 0.256 | 0 | 0.266 | 0 | 0.525 | 0 | 0.132 | 0 | 0.098 | 0 | 0.633 | 0 | 0.415
2024-06-30 01:00 | 0 | 0.91 | 0 | 0.772 | 0 | 0.221 | 0 | 0.21 | 0 | 0.471 | 0 | 0.146 | 0 | 0.069 | 0 | 0.574 | 0 | 0.416
2024-06-30 02:00 | 0 | 0.889 | 0 | 0.753 | 0 | 0.202 | 0 | 0.151 | 0 | 0.369 | 0 | 0.209 | 0 | 0.049 | 0 | 0.479 | 0 | 0.47
2024-06-30 03:00 | 0 | 0.875 | 0 | 0.674 | 0 | 0.231 | 0 | 0.115 | 0 | 0.291 | 0 | 0.343 | 0 | 0.061 | 0 | 0.419 | 0 | 0.488
2024-06-30 04:00 | 0 | 0.862 | 0 | 0.552 | 0 | 0.316 | 0 | 0.104 | 0 | 0.255 | 0 | 0.41 | 0 | 0.113 | 0 | 0.364 | 0 | 0.51
2024-06-30 05:00 | 0 | 0.822 | 0 | 0.42 | 0 | 0.412 | 0 | 0.109 | 0 | 0.239 | 0 | 0.518 | 0 | 0.165 | 0 | 0.361 | 0 | 0.491
2024-06-30 06:00 | 0 | 0.777 | 0 | 0.323 | 0 | 0.49 | 0 | 0.127 | 0 | 0.269 | 0 | 0.595 | 0 | 0.181 | 0 | 0.376 | 0 | 0.482
2024-06-30 07:00 | 0.015 | 0.711 | 0.075 | 0.265 | 0.2 | 0.488 | 0.238 | 0.145 | 0.228 | 0.266 | 0.001 | 0.576 | 0.177 | 0.163 | 0 | 0.401 | 0.16 | 0.484
2024-06-30 08:00 | 0.153 | 0.702 | 0.268 | 0.208 | 0.447 | 0.348 | 0.471 | 0.127 | 0.47 | 0.22 | 0.063 | 0.623 | 0.427 | 0.13 | 0.038 | 0.311 | 0.403 | 0.376
2024-06-30 09:00 | 0.326 | 0.941 | 0.35 | 0.418 | 0.614 | 0.765 | 0.627 | 0.419 | 0.63 | 0.667 | 0.356 | 0.697 | 0.601 | 0.383 | 0.209 | 0.28 | 0.57 | 0.253
2024-06-30 10:00 | 0.489 | 0.972 | 0.345 | 0.701 | 0.718 | 0.91 | 0.724 | 0.532 | 0.727 | 0.829 | 0.601 | 0.71 | 0.708 | 0.71 | 0.206 | 0.442 | 0.667 | 0.248
2024-06-30 11:00 | 0.615 | 0.975 | 0.453 | 0.874 | 0.769 | 0.955 | 0.768 | 0.579 | 0.771 | 0.887 | 0.697 | 0.622 | 0.761 | 0.868 | 0.185 | 0.477 | 0.701 | 0.15
2024-06-30 12:00 | 0.676 | 0.978 | 0.534 | 0.925 | 0.772 | 0.968 | 0.765 | 0.632 | 0.766 | 0.93 | 0.726 | 0.53 | 0.767 | 0.906 | 0.272 | 0.368 | 0.683 | 0.074
2024-06-30 13:00 | 0.567 | 0.982 | 0.507 | 0.926 | 0.726 | 0.973 | 0.714 | 0.718 | 0.713 | 0.966 | 0.708 | 0.544 | 0.726 | 0.932 | 0.516 | 0.414 | 0.612 | 0.273
2024-06-30 14:00 | 0.43 | 0.987 | 0.457 | 0.895 | 0.617 | 0.972 | 0.616 | 0.796 | 0.604 | 0.983 | 0.625 | 0.598 | 0.63 | 0.952 | 0.513 | 0.559 | 0.455 | 0.624
2024-06-30 15:00 | 0.231 | 0.989 | 0.378 | 0.833 | 0.453 | 0.969 | 0.457 | 0.841 | 0.44 | 0.984 | 0.492 | 0.565 | 0.49 | 0.951 | 0.312 | 0.593 | 0.237 | 0.799
2024-06-30 16:00 | 0.038 | 0.991 | 0.222 | 0.741 | 0.243 | 0.951 | 0.224 | 0.826 | 0.203 | 0.967 | 0.298 | 0.461 | 0.278 | 0.905 | 0.172 | 0.544 | 0.04 | 0.88
2024-06-30 17:00 | 0 | 0.985 | 0.003 | 0.645 | 0.003 | 0.84 | 0.001 | 0.824 | 0 | 0.923 | 0.044 | 0.311 | 0.01 | 0.742 | 0.026 | 0.532 | 0 | 0.875
2024-06-30 18:00 | 0 | 0.971 | 0 | 0.637 | 0 | 0.617 | 0 | 0.839 | 0 | 0.831 | 0 | 0.257 | 0 | 0.584 | 0 | 0.566 | 0 | 0.798
2024-06-30 19:00 | 0 | 0.986 | 0 | 0.641 | 0 | 0.433 | 0 | 0.8 | 0 | 0.624 | 0 | 0.231 | 0 | 0.464 | 0 | 0.672 | 0 | 0.669
2024-06-30 20:00 | 0 | 0.991 | 0 | 0.566 | 0 | 0.45 | 0 | 0.692 | 0 | 0.444 | 0 | 0.227 | 0 | 0.459 | 0 | 0.782 | 0 | 0.491
2024-06-30 21:00 | 0 | 0.99 | 0 | 0.457 | 0 | 0.544 | 0 | 0.661 | 0 | 0.488 | 0 | 0.193 | 0 | 0.502 | 0 | 0.82 | 0 | 0.522
2024-06-30 22:00 | 0 | 0.976 | 0 | 0.362 | 0 | 0.603 | 0 | 0.655 | 0 | 0.594 | 0 | 0.128 | 0 | 0.519 | 0 | 0.837 | 0 | 0.661
2024-06-30 23:00 | 0 | 0.957 | 0 | 0.305 | 0 | 0.651 | 0 | 0.656 | 0 | 0.623 | 0 | 0.088 | 0 | 0.547 | 0 | 0.872 | 0 | 0.739
2024-07-01 | 0 | 0.938 | 0 | 0.267 | 0 | 0.666 | 0 | 0.661 | 0 | 0.633 | 0 | 0.041 | 0 | 0.557 | 0 | 0.901 | 0 | 0.751
2024-07-01 01:00 | 0 | 0.861 | 0 | 0.225 | 0 | 0.631 | 0 | 0.702 | 0 | 0.636 | 0 | 0.01 | 0 | 0.545 | 0 | 0.919 | 0 | 0.729
2024-07-01 02:00 | 0 | 0.79 | 0 | 0.179 | 0 | 0.602 | 0 | 0.758 | 0 | 0.63 | 0 | 0.002 | 0 | 0.523 | 0 | 0.938 | 0 | 0.705
2024-07-01 03:00 | 0 | 0.819 | 0 | 0.104 | 0 | 0.59 | 0 | 0.791 | 0 | 0.616 | 0 | 0 | 0 | 0.494 | 0 | 0.951 | 0 | 0.672
2024-07-01 04:00 | 0 | 0.848 | 0 | 0.045 | 0 | 0.58 | 0 | 0.796 | 0 | 0.604 | 0 | 0 | 0 | 0.484 | 0 | 0.958 | 0 | 0.636
2024-07-01 05:00 | 0 | 0.866 | 0 | 0.011 | 0 | 0.574 | 0 | 0.769 | 0 | 0.604 | 0 | 0 | 0 | 0.485 | 0 | 0.966 | 0 | 0.526
2024-07-01 06:00 | 0 | 0.878 | 0 | 0.001 | 0 | 0.525 | 0.001 | 0.735 | 0 | 0.58 | 0 | 0 | 0 | 0.464 | 0 | 0.967 | 0 | 0.364
2024-07-01 07:00 | 0.054 | 0.886 | 0.013 | 0 | 0.129 | 0.466 | 0.303 | 0.601 | 0.236 | 0.463 | 0.027 | 0.005 | 0.207 | 0.386 | 0 | 0.975 | 0.209 | 0.271
2024-07-01 08:00 | 0.329 | 0.932 | 0.097 | 0.013 | 0.412 | 0.548 | 0.538 | 0.523 | 0.523 | 0.4 | 0.339 | 0.009 | 0.461 | 0.488 | 0.011 | 0.973 | 0.443 | 0.159
2024-07-01 09:00 | 0.531 | 0.974 | 0.256 | 0.091 | 0.671 | 0.484 | 0.695 | 0.253 | 0.69 | 0.325 | 0.548 | 0.038 | 0.656 | 0.469 | 0.043 | 0.974 | 0.603 | 0.071
2024-07-01 10:00 | 0.649 | 0.97 | 0.635 | 0.145 | 0.782 | 0.394 | 0.786 | 0.061 | 0.788 | 0.157 | 0.688 | 0.098 | 0.767 | 0.361 | 0.077 | 0.977 | 0.698 | 0.044
2024-07-01 11:00 | 0.493 | 0.957 | 0.79 | 0.097 | 0.831 | 0.305 | 0.823 | 0.007 | 0.83 | 0.042 | 0.766 | 0.112 | 0.816 | 0.258 | 0.089 | 0.979 | 0.741 | 0.025
2024-07-01 12:00 | 0.248 | 0.917 | 0.811 | 0.06 | 0.828 | 0.224 | 0.813 | 0.001 | 0.821 | 0.002 | 0.79 | 0.117 | 0.815 | 0.188 | 0.102 | 0.981 | 0.733 | 0.006
2024-07-01 13:00 | 0.592 | 0.918 | 0.765 | 0.057 | 0.775 | 0.167 | 0.759 | 0.001 | 0.765 | 0.002 | 0.762 | 0.118 | 0.766 | 0.147 | 0.068 | 0.987 | 0.673 | 0.005
2024-07-01 14:00 | 0.558 | 0.885 | 0.667 | 0.057 | 0.672 | 0.131 | 0.655 | 0.001 | 0.66 | 0.011 | 0.684 | 0.102 | 0.668 | 0.115 | 0.069 | 0.977 | 0.556 | 0.025
2024-07-01 15:00 | 0.404 | 0.785 | 0.508 | 0.068 | 0.511 | 0.102 | 0.496 | 0.001 | 0.497 | 0.025 | 0.548 | 0.055 | 0.514 | 0.091 | 0.051 | 0.951 | 0.374 | 0.058
2024-07-01 16:00 | 0.139 | 0.669 | 0.273 | 0.088 | 0.276 | 0.124 | 0.265 | 0.004 | 0.259 | 0.064 | 0.346 | 0.032 | 0.289 | 0.114 | 0.028 | 0.935 | 0.119 | 0.065
2024-07-01 17:00 | 0 | 0.703 | 0.005 | 0.112 | 0.004 | 0.264 | 0.003 | 0.02 | 0.001 | 0.14 | 0.068 | 0.047 | 0.01 | 0.277 | 0 | 0.909 | 0 | 0.079
2024-07-01 18:00 | 0 | 0.81 | 0 | 0.099 | 0 | 0.408 | 0 | 0.045 | 0 | 0.217 | 0 | 0.011 | 0 | 0.5 | 0 | 0.885 | 0 | 0.087
2024-07-01 19:00 | 0 | 0.881 | 0 | 0.137 | 0 | 0.454 | 0 | 0.066 | 0 | 0.268 | 0 | 0 | 0 | 0.594 | 0 | 0.868 | 0 | 0.049
2024-07-01 20:00 | 0 | 0.873 | 0 | 0.048 | 0 | 0.425 | 0 | 0.077 | 0 | 0.268 | 0 | 0.004 | 0 | 0.556 | 0 | 0.856 | 0 | 0.058
2024-07-01 21:00 | 0 | 0.881 | 0 | 0 | 0 | 0.586 | 0 | 0.093 | 0 | 0.332 | 0 | 0.017 | 0 | 0.652 | 0 | 0.845 | 0 | 0.168
2024-07-01 22:00 | 0 | 0.909 | 0 | 0.001 | 0 | 0.714 | 0 | 0.118 | 0 | 0.525 | 0 | 0.018 | 0 | 0.752 | 0 | 0.827 | 0 | 0.256
2024-07-01 23:00 | 0 | 0.943 | 0 | 0.034 | 0 | 0.696 | 0 | 0.068 | 0 | 0.635 | 0 | 0.024 | 0 | 0.75 | 0 | 0.813 | 0 | 0.141
2024-07-02 | 0 | 0.935 | 0 | 0.022 | 0 | 0.602 | 0 | 0.008 | 0 | 0.65 | 0 | 0.051 | 0 | 0.7 | 0 | 0.812 | 0 | 0.088
2024-07-02 01:00 | 0 | 0.928 | 0 | 0.005 | 0 | 0.484 | 0 | 0 | 0 | 0.613 | 0 | 0.103 | 0 | 0.611 | 0 | 0.767 | 0 | 0.089
2024-07-02 02:00 | 0 | 0.912 | 0 | 0.005 | 0 | 0.45 | 0 | 0.001 | 0 | 0.557 | 0 | 0.189 | 0 | 0.547 | 0 | 0.711 | 0 | 0.062
2024-07-02 03:00 | 0 | 0.925 | 0 | 0.006 | 0 | 0.573 | 0 | 0.021 | 0 | 0.578 | 0 | 0.341 | 0 | 0.593 | 0 | 0.679 | 0 | 0.066
2024-07-02 04:00 | 0 | 0.876 | 0 | 0.013 | 0 | 0.69 | 0 | 0.074 | 0 | 0.685 | 0 | 0.53 | 0 | 0.697 | 0 | 0.653 | 0 | 0.136
2024-07-02 05:00 | 0 | 0.837 | 0 | 0.037 | 0 | 0.666 | 0 | 0.121 | 0 | 0.727 | 0 | 0.64 | 0 | 0.712 | 0 | 0.615 | 0 | 0.182
2024-07-02 06:00 | 0 | 0.827 | 0 | 0.063 | 0 | 0.578 | 0.001 | 0.162 | 0 | 0.711 | 0 | 0.649 | 0 | 0.663 | 0 | 0.539 | 0 | 0.193
2024-07-02 07:00 | 0.017 | 0.823 | 0.139 | 0.084 | 0.265 | 0.418 | 0.29 | 0.163 | 0.291 | 0.561 | 0.03 | 0.591 | 0.237 | 0.51 | 0 | 0.501 | 0.188 | 0.209
2024-07-02 08:00 | 0.159 | 0.765 | 0.435 | 0.036 | 0.514 | 0.145 | 0.523 | 0.063 | 0.534 | 0.21 | 0.35 | 0.325 | 0.49 | 0.17 | 0.066 | 0.44 | 0.42 | 0.193
2024-07-02 09:00 | 0.279 | 0.753 | 0.619 | 0 | 0.681 | 0.047 | 0.678 | 0.039 | 0.692 | 0.087 | 0.558 | 0.1 | 0.659 | 0.038 | 0.225 | 0.381 | 0.577 | 0.178
2024-07-02 10:00 | 0.399 | 0.778 | 0.734 | 0 | 0.778 | 0.022 | 0.768 | 0.04 | 0.782 | 0.101 | 0.686 | 0.23 | 0.756 | 0.002 | 0.349 | 0.394 | 0.672 | 0.308
2024-07-02 11:00 | 0.542 | 0.791 | 0.793 | 0 | 0.822 | 0.004 | 0.807 | 0.03 | 0.822 | 0.031 | 0.759 | 0.162 | 0.802 | 0 | 0.421 | 0.411 | 0.713 | 0.384
2024-07-02 12:00 | 0.625 | 0.748 | 0.799 | 0 | 0.819 | 0.002 | 0.802 | 0.015 | 0.815 | 0.004 | 0.781 | 0.114 | 0.803 | 0 | 0.482 | 0.488 | 0.706 | 0.289
2024-07-02 13:00 | 0.613 | 0.674 | 0.754 | 0.001 | 0.768 | 0.001 | 0.75 | 0.005 | 0.761 | 0 | 0.754 | 0.093 | 0.756 | 0 | 0.501 | 0.558 | 0.647 | 0.196
2024-07-02 14:00 | 0.516 | 0.544 | 0.654 | 0.004 | 0.665 | 0 | 0.649 | 0.001 | 0.658 | 0 | 0.678 | 0.083 | 0.657 | 0 | 0.382 | 0.557 | 0.527 | 0.147
2024-07-02 15:00 | 0.352 | 0.349 | 0.497 | 0.008 | 0.506 | 0 | 0.491 | 0.001 | 0.495 | 0 | 0.547 | 0.076 | 0.504 | 0 | 0.285 | 0.514 | 0.342 | 0.117
2024-07-02 16:00 | 0.127 | 0.205 | 0.264 | 0.019 | 0.271 | 0 | 0.261 | 0.003 | 0.258 | 0 | 0.351 | 0.072 | 0.277 | 0 | 0.159 | 0.362 | 0.102 | 0.092
2024-07-02 17:00 | 0 | 0.175 | 0.004 | 0.025 | 0.004 | 0.001 | 0.003 | 0.005 | 0.001 | 0.004 | 0.073 | 0.075 | 0.009 | 0 | 0.024 | 0.274 | 0 | 0.064
2024-07-02 18:00 | 0 | 0.112 | 0 | 0.013 | 0 | 0.011 | 0 | 0.004 | 0 | 0.006 | 0 | 0.073 | 0 | 0.001 | 0 | 0.227 | 0 | 0.038
2024-07-02 19:00 | 0 | 0.048 | 0 | 0.004 | 0 | 0.039 | 0 | 0.008 | 0 | 0.004 | 0 | 0.077 | 0 | 0.007 | 0 | 0.175 | 0 | 0.017
2024-07-02 20:00 | 0 | 0.014 | 0 | 0.001 | 0 | 0.079 | 0 | 0.025 | 0 | 0.001 | 0 | 0.1 | 0 | 0.029 | 0 | 0.158 | 0 | 0.009
2024-07-02 21:00 | 0 | 0.002 | 0 | 0 | 0 | 0.112 | 0 | 0.059 | 0 | 0.005 | 0 | 0.154 | 0 | 0.058 | 0 | 0.159 | 0 | 0.025
2024-07-02 22:00 | 0 | 0.007 | 0 | 0 | 0 | 0.128 | 0 | 0.093 | 0 | 0.017 | 0 | 0.241 | 0 | 0.085 | 0 | 0.169 | 0 | 0.088
2024-07-02 23:00 | 0 | 0.041 | 0 | 0.001 | 0 | 0.129 | 0 | 0.103 | 0 | 0.018 | 0 | 0.332 | 0 | 0.115 | 0 | 0.192 | 0 | 0.157
2024-07-03 | 0 | 0.127 | 0 | 0.014 | 0 | 0.134 | 0 | 0.092 | 0 | 0.021 | 0 | 0.406 | 0 | 0.113 | 0 | 0.218 | 0 | 0.201
2024-07-03 01:00 | 0 | 0.264 | 0 | 0.051 | 0 | 0.134 | 0 | 0.075 | 0 | 0.025 | 0 | 0.477 | 0 | 0.134 | 0 | 0.236 | 0 | 0.228
2024-07-03 02:00 | 0 | 0.416 | 0 | 0.103 | 0 | 0.117 | 0 | 0.059 | 0 | 0.033 | 0 | 0.539 | 0 | 0.171 | 0 | 0.256 | 0 | 0.239
2024-07-03 03:00 | 0 | 0.571 | 0 | 0.152 | 0 | 0.093 | 0 | 0.048 | 0 | 0.045 | 0 | 0.595 | 0 | 0.217 | 0 | 0.277 | 0 | 0.241
2024-07-03 04:00 | 0 | 0.701 | 0 | 0.191 | 0 | 0.074 | 0 | 0.041 | 0 | 0.061 | 0 | 0.644 | 0 | 0.218 | 0 | 0.281 | 0 | 0.231
2024-07-03 05:00 | 0 | 0.751 | 0 | 0.208 | 0 | 0.069 | 0 | 0.036 | 0 | 0.067 | 0 | 0.691 | 0 | 0.203 | 0 | 0.272 | 0 | 0.201
2024-07-03 06:00 | 0 | 0.768 | 0 | 0.215 | 0 | 0.061 | 0 | 0.032 | 0 | 0.059 | 0 | 0.718 | 0 | 0.176 | 0 | 0.292 | 0 | 0.164
2024-07-03 07:00 | 0.06 | 0.774 | 0.14 | 0.223 | 0.235 | 0.046 | 0.264 | 0.026 | 0.265 | 0.05 | 0.032 | 0.705 | 0.212 | 0.134 | 0 | 0.338 | 0.155 | 0.125
2024-07-03 08:00 | 0.348 | 0.655 | 0.436 | 0.136 | 0.486 | 0.013 | 0.496 | 0.006 | 0.504 | 0.024 | 0.355 | 0.46 | 0.465 | 0.049 | 0.04 | 0.367 | 0.389 | 0.053
2024-07-03 09:00 | 0.533 | 0.466 | 0.621 | 0.039 | 0.654 | 0.001 | 0.649 | 0.014 | 0.664 | 0.062 | 0.562 | 0.218 | 0.636 | 0.005 | 0.108 | 0.364 | 0.557 | 0.01
2024-07-03 10:00 | 0.644 | 0.687 | 0.729 | 0.068 | 0.751 | 0.042 | 0.744 | 0.006 | 0.76 | 0.111 | 0.692 | 0.406 | 0.739 | 0.002 | 0.204 | 0.402 | 0.659 | 0.013
2024-07-03 11:00 | 0.7 | 0.806 | 0.784 | 0.118 | 0.799 | 0.076 | 0.786 | 0.008 | 0.803 | 0.13 | 0.76 | 0.578 | 0.787 | 0.011 | 0.237 | 0.556 | 0.713 | 0.012
2024-07-03 12:00 | 0.707 | 0.751 | 0.791 | 0.167 | 0.797 | 0.099 | 0.781 | 0.014 | 0.796 | 0.147 | 0.777 | 0.649 | 0.788 | 0.024 | 0.322 | 0.678 | 0.706 | 0.009
2024-07-03 13:00 | 0.665 | 0.611 | 0.748 | 0.22 | 0.747 | 0.117 | 0.73 | 0.019 | 0.739 | 0.161 | 0.748 | 0.604 | 0.743 | 0.03 | 0.441 | 0.732 | 0.649 | 0.006
2024-07-03 14:00 | 0.568 | 0.435 | 0.655 | 0.264 | 0.65 | 0.12 | 0.631 | 0.023 | 0.64 | 0.168 | 0.673 | 0.527 | 0.651 | 0.032 | 0.375 | 0.756 | 0.537 | 0.004
2024-07-03 15:00 | 0.41 | 0.251 | 0.501 | 0.27 | 0.493 | 0.114 | 0.475 | 0.024 | 0.474 | 0.157 | 0.544 | 0.448 | 0.499 | 0.029 | 0.128 | 0.744 | 0.358 | 0.009
2024-07-03 16:00 | 0.175 | 0.187 | 0.275 | 0.194 | 0.262 | 0.12 | 0.249 | 0.021 | 0.233 | 0.155 | 0.351 | 0.323 | 0.276 | 0.027 | 0.022 | 0.676 | 0.108 | 0.013
2024-07-03 17:00 | 0 | 0.125 | 0.005 | 0.117 | 0.004 | 0.134 | 0.003 | 0.026 | 0 | 0.182 | 0.075 | 0.261 | 0.009 | 0.028 | 0 | 0.679 | 0 | 0.005
2024-07-03 18:00 | 0 | 0.062 | 0 | 0.061 | 0 | 0.135 | 0 | 0.049 | 0 | 0.202 | 0 | 0.278 | 0 | 0.033 | 0 | 0.635 | 0 | 0.002
2024-07-03 19:00 | 0 | 0.08 | 0 | 0.045 | 0 | 0.133 | 0 | 0.09 | 0 | 0.214 | 0 | 0.314 | 0 | 0.042 | 0 | 0.426 | 0 | 0.018
2024-07-03 20:00 | 0 | 0.144 | 0 | 0.07 | 0 | 0.13 | 0 | 0.136 | 0 | 0.225 | 0 | 0.294 | 0 | 0.055 | 0 | 0.232 | 0 | 0.06
2024-07-03 21:00 | 0 | 0.206 | 0 | 0.121 | 0 | 0.122 | 0 | 0.178 | 0 | 0.231 | 0 | 0.22 | 0 | 0.068 | 0 | 0.093 | 0 | 0.108
2024-07-03 22:00 | 0 | 0.38 | 0 | 0.155 | 0 | 0.115 | 0 | 0.206 | 0 | 0.22 | 0 | 0.188 | 0 | 0.08 | 0 | 0.111 | 0 | 0.161
2024-07-03 23:00 | 0 | 0.628 | 0 | 0.125 | 0 | 0.119 | 0 | 0.228 | 0 | 0.202 | 0 | 0.309 | 0 | 0.09 | 0 | 0.217 | 0 | 0.225
2024-07-04 | 0 | 0.75 | 0 | 0.067 | 0 | 0.137 | 0 | 0.225 | 0 | 0.195 | 0 | 0.264 | 0 | 0.107 | 0 | 0.352 | 0 | 0.302
2024-07-04 01:00 | 0 | 0.826 | 0 | 0.03 | 0 | 0.184 | 0 | 0.201 | 0 | 0.211 | 0 | 0.355 | 0 | 0.149 | 0 | 0.443 | 0 | 0.395
2024-07-04 02:00 | 0 | 0.854 | 0 | 0.009 | 0 | 0.26 | 0 | 0.189 | 0 | 0.267 | 0 | 0.489 | 0 | 0.217 | 0 | 0.457 | 0 | 0.491
2024-07-04 03:00 | 0 | 0.837 | 0 | 0.002 | 0 | 0.331 | 0 | 0.201 | 0 | 0.344 | 0 | 0.539 | 0 | 0.278 | 0 | 0.454 | 0 | 0.583
2024-07-04 04:00 | 0 | 0.827 | 0 | 0.006 | 0 | 0.348 | 0 | 0.233 | 0 | 0.4 | 0 | 0.539 | 0 | 0.293 | 0 | 0.398 | 0 | 0.656
2024-07-04 05:00 | 0 | 0.754 | 0 | 0.024 | 0 | 0.335 | 0 | 0.279 | 0 | 0.442 | 0 | 0.47 | 0 | 0.291 | 0 | 0.332 | 0 | 0.799
2024-07-04 06:00 | 0 | 0.747 | 0 | 0.067 | 0 | 0.312 | 0 | 0.309 | 0 | 0.489 | 0 | 0.368 | 0 | 0.306 | 0 | 0.231 | 0 | 0.888
2024-07-04 07:00 | 0.01 | 0.663 | 0.14 | 0.104 | 0.238 | 0.289 | 0.277 | 0.274 | 0.265 | 0.491 | 0.013 | 0.301 | 0.217 | 0.343 | 0 | 0.1 | 0.166 | 0.916
2024-07-04 08:00 | 0.091 | 0.513 | 0.436 | 0.09 | 0.483 | 0.138 | 0.505 | 0.107 | 0.503 | 0.227 | 0.164 | 0.232 | 0.462 | 0.195 | 0.203 | 0.063 | 0.401 | 0.922
2024-07-04 09:00 | 0.22 | 0.52 | 0.62 | 0.068 | 0.649 | 0.088 | 0.656 | 0.167 | 0.66 | 0.166 | 0.476 | 0.167 | 0.629 | 0.079 | 0.439 | 0.065 | 0.564 | 0.962
2024-07-04 10:00 | 0.376 | 0.495 | 0.731 | 0.188 | 0.747 | 0.206 | 0.746 | 0.272 | 0.75 | 0.306 | 0.69 | 0.167 | 0.728 | 0.143 | 0.594 | 0.045 | 0.665 | 0.964
2024-07-04 11:00 | 0.334 | 0.445 | 0.788 | 0.102 | 0.795 | 0.152 | 0.788 | 0.305 | 0.794 | 0.194 | 0.769 | 0.22 | 0.778 | 0.114 | 0.688 | 0.021 | 0.708 | 0.964
2024-07-04 12:00 | 0.492 | 0.332 | 0.794 | 0.034 | 0.794 | 0.057 | 0.784 | 0.264 | 0.79 | 0.076 | 0.789 | 0.136 | 0.781 | 0.048 | 0.73 | 0.003 | 0.674 | 0.965
2024-07-04 13:00 | 0.599 | 0.183 | 0.751 | 0.025 | 0.744 | 0.027 | 0.734 | 0.184 | 0.739 | 0.013 | 0.761 | 0.055 | 0.737 | 0.028 | 0.717 | 0.001 | 0.515 | 0.962
2024-07-04 14:00 | 0.541 | 0.041 | 0.654 | 0.045 | 0.64 | 0.035 | 0.634 | 0.101 | 0.635 | 0.003 | 0.685 | 0.014 | 0.639 | 0.035 | 0.645 | 0.011 | 0.38 | 0.954
2024-07-04 15:00 | 0.409 | 0.005 | 0.498 | 0.071 | 0.477 | 0.054 | 0.477 | 0.046 | 0.47 | 0.004 | 0.555 | 0.003 | 0.485 | 0.053 | 0.514 | 0.072 | 0.231 | 0.936
2024-07-04 16:00 | 0.167 | 0.004 | 0.266 | 0.101 | 0.238 | 0.115 | 0.247 | 0.038 | 0.229 | 0.015 | 0.36 | 0.002 | 0.261 | 0.104 | 0.302 | 0.107 | 0.046 | 0.894
2024-07-04 17:00 | 0 | 0.006 | 0.005 | 0.155 | 0.002 | 0.232 | 0.003 | 0.04 | 0 | 0.039 | 0.08 | 0.013 | 0.008 | 0.204 | 0.048 | 0.113 | 0 | 0.815
2024-07-04 18:00 | 0 | 0.011 | 0 | 0.203 | 0 | 0.374 | 0 | 0.053 | 0 | 0.054 | 0 | 0.069 | 0 | 0.362 | 0 | 0.113 | 0 | 0.675
2024-07-04 19:00 | 0 | 0.077 | 0 | 0.209 | 0 | 0.521 | 0 | 0.167 | 0 | 0.054 | 0 | 0.113 | 0 | 0.556 | 0 | 0.12 | 0 | 0.495
2024-07-04 20:00 | 0 | 0.228 | 0 | 0.201 | 0 | 0.596 | 0 | 0.433 | 0 | 0.151 | 0 | 0.125 | 0 | 0.672 | 0 | 0.13 | 0 | 0.332
2024-07-04 21:00 | 0 | 0.457 | 0 | 0.202 | 0 | 0.61 | 0 | 0.718 | 0 | 0.407 | 0 | 0.179 | 0 | 0.69 | 0 | 0.155 | 0 | 0.193
2024-07-04 22:00 | 0 | 0.63 | 0 | 0.213 | 0 | 0.599 | 0 | 0.7 | 0 | 0.546 | 0 | 0.254 | 0 | 0.647 | 0 | 0.184 | 0 | 0.074
2024-07-04 23:00 | 0 | 0.726 | 0 | 0.237 | 0 | 0.603 | 0 | 0.601 | 0 | 0.503 | 0 | 0.329 | 0 | 0.634 | 0 | 0.233 | 0 | 0.025
2024-07-05 | 0 | 0.739 | 0 | 0.3 | 0 | 0.553 | 0 | 0.591 | 0 | 0.388 | 0 | 0.373 | 0 | 0.618 | 0 | 0.294 | 0 | 0.017
2024-07-05 01:00 | 0 | 0.768 | 0 | 0.349 | 0 | 0.453 | 0 | 0.529 | 0 | 0.242 | 0 | 0.412 | 0 | 0.578 | 0 | 0.374 | 0 | 0.02
2024-07-05 02:00 | 0 | 0.82 | 0 | 0.472 | 0 | 0.352 | 0 | 0.406 | 0 | 0.121 | 0 | 0.451 | 0 | 0.511 | 0 | 0.447 | 0 | 0.046
2024-07-05 03:00 | 0 | 0.862 | 0 | 0.51 | 0 | 0.26 | 0 | 0.356 | 0 | 0.06 | 0 | 0.472 | 0 | 0.448 | 0 | 0.506 | 0 | 0.13
2024-07-05 04:00 | 0 | 0.92 | 0 | 0.446 | 0 | 0.181 | 0 | 0.27 | 0 | 0.031 | 0 | 0.467 | 0 | 0.361 | 0 | 0.578 | 0 | 0.251
2024-07-05 05:00 | 0 | 0.944 | 0 | 0.418 | 0 | 0.139 | 0 | 0.193 | 0 | 0.017 | 0 | 0.491 | 0 | 0.264 | 0 | 0.602 | 0 | 0.398
2024-07-05 06:00 | 0 | 0.951 | 0 | 0.317 | 0 | 0.112 | 0 | 0.129 | 0 | 0.013 | 0 | 0.514 | 0 | 0.188 | 0 | 0.626 | 0 | 0.557
2024-07-05 07:00 | 0.063 | 0.938 | 0.019 | 0.18 | 0.234 | 0.073 | 0.083 | 0.076 | 0.074 | 0.007 | 0.036 | 0.433 | 0.212 | 0.109 | 0 | 0.714 | 0.186 | 0.593
2024-07-05 08:00 | 0.35 | 0.897 | 0.184 | 0.085 | 0.484 | 0.022 | 0.359 | 0.047 | 0.277 | 0.005 | 0.366 | 0.312 | 0.463 | 0.022 | 0.015 | 0.786 | 0.429 | 0.478
2024-07-05 09:00 | 0.53 | 0.923 | 0.625 | 0.059 | 0.658 | 0.014 | 0.631 | 0.023 | 0.611 | 0.045 | 0.569 | 0.121 | 0.633 | 0.008 | 0.058 | 0.849 | 0.594 | 0.343
2024-07-05 10:00 | 0.646 | 0.965 | 0.747 | 0.056 | 0.752 | 0.123 | 0.737 | 0.012 | 0.735 | 0.145 | 0.697 | 0.094 | 0.734 | 0.038 | 0.109 | 0.909 | 0.691 | 0.18
2024-07-05 11:00 | 0.701 | 0.966 | 0.799 | 0.134 | 0.797 | 0.245 | 0.779 | 0.03 | 0.796 | 0.295 | 0.762 | 0.171 | 0.784 | 0.075 | 0.124 | 0.927 | 0.732 | 0.064
2024-07-05 12:00 | 0.702 | 0.961 | 0.802 | 0.259 | 0.794 | 0.311 | 0.775 | 0.053 | 0.788 | 0.397 | 0.78 | 0.227 | 0.784 | 0.117 | 0.132 | 0.954 | 0.724 | 0.022
2024-07-05 13:00 | 0.655 | 0.932 | 0.757 | 0.352 | 0.745 | 0.376 | 0.724 | 0.086 | 0.732 | 0.443 | 0.752 | 0.278 | 0.736 | 0.17 | 0.139 | 0.953 | 0.666 | 0.007
2024-07-05 14:00 | 0.55 | 0.926 | 0.66 | 0.414 | 0.646 | 0.425 | 0.624 | 0.119 | 0.631 | 0.469 | 0.675 | 0.284 | 0.638 | 0.22 | 0.096 | 0.938 | 0.555 | 0.005
2024-07-05 15:00 | 0.368 | 0.799 | 0.504 | 0.464 | 0.489 | 0.444 | 0.464 | 0.138 | 0.464 | 0.48 | 0.544 | 0.267 | 0.485 | 0.251 | 0.058 | 0.92 | 0.379 | 0.036
2024-07-05 16:00 | 0.098 | 0.72 | 0.274 | 0.455 | 0.257 | 0.439 | 0.233 | 0.133 | 0.224 | 0.462 | 0.346 | 0.217 | 0.262 | 0.277 | 0.03 | 0.926 | 0.126 | 0.064
2024-07-05 17:00 | 0 | 0.725 | 0.006 | 0.484 | 0.004 | 0.55 | 0.002 | 0.174 | 0 | 0.575 | 0.065 | 0.184 | 0.009 | 0.364 | 0.001 | 0.924 | 0 | 0.013
2024-07-05 18:00 | 0 | 0.734 | 0 | 0.436 | 0 | 0.637 | 0 | 0.258 | 0 | 0.635 | 0 | 0.157 | 0 | 0.41 | 0 | 0.923 | 0 | 0
2024-07-05 19:00 | 0 | 0.75 | 0 | 0.49 | 0 | 0.661 | 0 | 0.345 | 0 | 0.647 | 0 | 0.096 | 0 | 0.394 | 0 | 0.91 | 0 | 0.024
2024-07-05 20:00 | 0 | 0.774 | 0 | 0.638 | 0 | 0.637 | 0 | 0.409 | 0 | 0.645 | 0 | 0.049 | 0 | 0.349 | 0 | 0.872 | 0 | 0.139
2024-07-05 21:00 | 0 | 0.858 | 0 | 0.678 | 0 | 0.62 | 0 | 0.46 | 0 | 0.636 | 0 | 0.026 | 0 | 0.341 | 0 | 0.789 | 0 | 0.268
2024-07-05 22:00 | 0 | 0.923 | 0 | 0.568 | 0 | 0.607 | 0 | 0.498 | 0 | 0.606 | 0 | 0.018 | 0 | 0.354 | 0 | 0.668 | 0 | 0.312
2024-07-05 23:00 | 0 | 0.939 | 0 | 0.424 | 0 | 0.61 | 0 | 0.521 | 0 | 0.545 | 0 | 0.012 | 0 | 0.395 | 0 | 0.654 | 0 | 0.379
2024-07-06 | 0 | 0.948 | 0 | 0.3 | 0 | 0.635 | 0 | 0.51 | 0 | 0.549 | 0 | 0.007 | 0 | 0.492 | 0 | 0.642 | 0 | 0.531
2024-07-06 01:00 | 0 | 0.964 | 0 | 0.203 | 0 | 0.667 | 0 | 0.498 | 0 | 0.661 | 0 | 0.01 | 0 | 0.636 | 0 | 0.53 | 0 | 0.678
2024-07-06 02:00 | 0 | 0.984 | 0 | 0.167 | 0 | 0.674 | 0 | 0.545 | 0 | 0.735 | 0 | 0.044 | 0 | 0.68 | 0 | 0.464 | 0 | 0.735
2024-07-06 03:00 | 0 | 0.987 | 0 | 0.178 | 0 | 0.568 | 0 | 0.625 | 0 | 0.722 | 0 | 0.057 | 0 | 0.608 | 0 | 0.404 | 0 | 0.683
2024-07-06 04:00 | 0 | 0.989 | 0 | 0.169 | 0 | 0.49 | 0 | 0.651 | 0 | 0.677 | 0 | 0.041 | 0 | 0.538 | 0 | 0.328 | 0 | 0.67
2024-07-06 05:00 | 0 | 0.988 | 0 | 0.07 | 0 | 0.552 | 0 | 0.63 | 0 | 0.675 | 0 | 0.033 | 0 | 0.601 | 0 | 0.336 | 0 | 0.552
2024-07-06 06:00 | 0 | 0.989 | 0 | 0.039 | 0 | 0.66 | 0.001 | 0.63 | 0 | 0.74 | 0 | 0.036 | 0 | 0.711 | 0 | 0.289 | 0 | 0.385
2024-07-06 07:00 | 0.007 | 0.991 | 0.129 | 0.021 | 0.248 | 0.603 | 0.288 | 0.57 | 0.272 | 0.712 | 0.028 | 0.057 | 0.232 | 0.669 | 0 | 0.233 | 0.176 | 0.329
2024-07-06 08:00 | 0.082 | 0.991 | 0.339 | 0.009 | 0.493 | 0.259 | 0.516 | 0.393 | 0.509 | 0.414 | 0.318 | 0.032 | 0.477 | 0.279 | 0.016 | 0.16 | 0.402 | 0.191
2024-07-06 09:00 | 0.356 | 0.989 | 0.383 | 0.011 | 0.657 | 0.314 | 0.665 | 0.719 | 0.664 | 0.566 | 0.513 | 0.003 | 0.643 | 0.23 | 0.07 | 0.108 | 0.407 | 0.065
2024-07-06 10:00 | 0.472 | 0.99 | 0.69 | 0.362 | 0.754 | 0.651 | 0.756 | 0.874 | 0.756 | 0.692 | 0.64 | 0.008 | 0.739 | 0.538 | 0.11 | 0.134 | 0.357 | 0.133
2024-07-06 11:00 | 0.553 | 0.991 | 0.753 | 0.635 | 0.801 | 0.666 | 0.797 | 0.849 | 0.797 | 0.58 | 0.731 | 0.045 | 0.788 | 0.566 | 0.161 | 0.125 | 0.678 | 0.426
2024-07-06 12:00 | 0.558 | 0.991 | 0.744 | 0.635 | 0.797 | 0.713 | 0.791 | 0.71 | 0.79 | 0.559 | 0.761 | 0.104 | 0.788 | 0.598 | 0.213 | 0.162 | 0.687 | 0.568
2024-07-06 13:00 | 0.557 | 0.988 | 0.697 | 0.568 | 0.737 | 0.679 | 0.738 | 0.574 | 0.737 | 0.649 | 0.737 | 0.08 | 0.742 | 0.55 | 0.248 | 0.18 | 0.585 | 0.647
2024-07-06 14:00 | 0.506 | 0.98 | 0.627 | 0.491 | 0.642 | 0.547 | 0.633 | 0.516 | 0.622 | 0.612 | 0.662 | 0.113 | 0.646 | 0.427 | 0.245 | 0.191 | 0.276 | 0.773
2024-07-06 15:00 | 0.328 | 0.963 | 0.472 | 0.51 | 0.493 | 0.46 | 0.475 | 0.488 | 0.473 | 0.444 | 0.532 | 0.164 | 0.496 | 0.377 | 0.198 | 0.195 | 0.089 | 0.83
2024-07-06 16:00 | 0.126 | 0.938 | 0.233 | 0.362 | 0.261 | 0.361 | 0.246 | 0.377 | 0.241 | 0.358 | 0.335 | 0.096 | 0.274 | 0.317 | 0.158 | 0.161 | 0.038 | 0.753
2024-07-06 17:00 | 0 | 0.848 | 0.004 | 0.3 | 0.004 | 0.362 | 0.003 | 0.345 | 0.001 | 0.362 | 0.07 | 0.055 | 0.01 | 0.335 | 0.019 | 0.167 | 0 | 0.605
2024-07-06 18:00 | 0 | 0.711 | 0 | 0.32 | 0 | 0.505 | 0 | 0.346 | 0 | 0.42 | 0 | 0.03 | 0 | 0.477 | 0 | 0.247 | 0 | 0.476
2024-07-06 19:00 | 0 | 0.591 | 0 | 0.343 | 0 | 0.586 | 0 | 0.367 | 0 | 0.577 | 0 | 0.019 | 0 | 0.602 | 0 | 0.355 | 0 | 0.516
2024-07-06 20:00 | 0 | 0.495 | 0 | 0.387 | 0 | 0.556 | 0 | 0.479 | 0 | 0.603 | 0 | 0.011 | 0 | 0.599 | 0 | 0.447 | 0 | 0.364
2024-07-06 21:00 | 0 | 0.453 | 0 | 0.363 | 0 | 0.55 | 0 | 0.613 | 0 | 0.57 | 0 | 0.004 | 0 | 0.578 | 0 | 0.558 | 0 | 0.206
2024-07-06 22:00 | 0 | 0.472 | 0 | 0.282 | 0 | 0.618 | 0 | 0.606 | 0 | 0.559 | 0 | 0.003 | 0 | 0.618 | 0 | 0.654 | 0 | 0.149
2024-07-06 23:00 | 0 | 0.562 | 0 | 0.192 | 0 | 0.686 | 0 | 0.473 | 0 | 0.601 | 0 | 0.004 | 0 | 0.702 | 0 | 0.663 | 0 | 0.096
2024-07-07 | 0 | 0.578 | 0 | 0.244 | 0 | 0.621 | 0 | 0.264 | 0 | 0.568 | 0 | 0.004 | 0 | 0.656 | 0 | 0.635 | 0 | 0.06
2024-07-07 01:00 | 0 | 0.589 | 0 | 0.286 | 0 | 0.513 | 0 | 0.159 | 0 | 0.41 | 0 | 0.003 | 0 | 0.568 | 0 | 0.566 | 0 | 0.043
2024-07-07 02:00 | 0 | 0.601 | 0 | 0.289 | 0 | 0.422 | 0 | 0.104 | 0 | 0.332 | 0 | 0.002 | 0 | 0.491 | 0 | 0.582 | 0 | 0.028
2024-07-07 03:00 | 0 | 0.615 | 0 | 0.283 | 0 | 0.436 | 0 | 0.053 | 0 | 0.298 | 0 | 0.001 | 0 | 0.502 | 0 | 0.652 | 0 | 0.033
2024-07-07 04:00 | 0 | 0.65 | 0 | 0.206 | 0 | 0.47 | 0 | 0.023 | 0 | 0.334 | 0 | 0 | 0 | 0.534 | 0 | 0.695 | 0 | 0.016
2024-07-07 05:00 | 0 | 0.686 | 0 | 0.145 | 0 | 0.454 | 0 | 0.022 | 0 | 0.364 | 0 | 0 | 0 | 0.501 | 0 | 0.731 | 0 | 0.008
2024-07-07 06:00 | 0 | 0.714 | 0 | 0.127 | 0 | 0.445 | 0 | 0.025 | 0 | 0.317 | 0 | 0 | 0 | 0.501 | 0 | 0.748 | 0 | 0.013
2024-07-07 07:00 | 0.046 | 0.722 | 0.008 | 0.062 | 0.172 | 0.297 | 0.204 | 0.016 | 0.252 | 0.188 | 0.03 | 0.001 | 0.187 | 0.367 | 0 | 0.74 | 0.125 | 0.028
2024-07-07 08:00 | 0.322 | 0.703 | 0.076 | 0.006 | 0.386 | 0.205 | 0.395 | 0.005 | 0.486 | 0.048 | 0.321 | 0 | 0.444 | 0.16 | 0.043 | 0.692 | 0.373 | 0.038
2024-07-07 09:00 | 0.513 | 0.83 | 0.244 | 0.001 | 0.631 | 0.441 | 0.633 | 0 | 0.645 | 0.173 | 0.522 | 0 | 0.622 | 0.362 | 0.161 | 0.64 | 0.552 | 0.034
2024-07-07 10:00 | 0.61 | 0.885 | 0.683 | 0.034 | 0.745 | 0.402 | 0.734 | 0.002 | 0.745 | 0.231 | 0.662 | 0 | 0.727 | 0.372 | 0.285 | 0.605 | 0.656 | 0.017
2024-07-07 11:00 | 0.618 | 0.925 | 0.774 | 0.168 | 0.794 | 0.265 | 0.775 | 0.044 | 0.791 | 0.175 | 0.742 | 0.009 | 0.778 | 0.257 | 0.38 | 0.662 | 0.701 | 0.004
2024-07-07 12:00 | 0.658 | 0.95 | 0.778 | 0.261 | 0.791 | 0.145 | 0.77 | 0.093 | 0.787 | 0.079 | 0.768 | 0.014 | 0.781 | 0.133 | 0.361 | 0.687 | 0.697 | 0
2024-07-07 13:00 | 0.638 | 0.967 | 0.733 | 0.294 | 0.739 | 0.122 | 0.72 | 0.088 | 0.734 | 0.041 | 0.743 | 0.017 | 0.737 | 0.086 | 0.321 | 0.685 | 0.64 | 0.001
2024-07-07 14:00 | 0.545 | 0.972 | 0.636 | 0.27 | 0.637 | 0.203 | 0.623 | 0.05 | 0.63 | 0.076 | 0.668 | 0.017 | 0.641 | 0.125 | 0.294 | 0.675 | 0.523 | 0.022
2024-07-07 15:00 | 0.375 | 0.96 | 0.479 | 0.252 | 0.474 | 0.323 | 0.467 | 0.026 | 0.464 | 0.151 | 0.538 | 0.018 | 0.489 | 0.223 | 0.196 | 0.61 | 0.348 | 0.023
2024-07-07 16:00 | 0.153 | 0.911 | 0.251 | 0.203 | 0.241 | 0.355 | 0.24 | 0.038 | 0.223 | 0.188 | 0.344 | 0.018 | 0.267 | 0.301 | 0.098 | 0.46 | 0.107 | 0.048
2024-07-07 17:00 | 0 | 0.871 | 0.005 | 0.266 | 0.004 | 0.388 | 0.003 | 0.075 | 0.001 | 0.175 | 0.076 | 0.032 | 0.01 | 0.411 | 0.007 | 0.383 | 0 | 0.045
2024-07-07 18:00 | 0 | 0.697 | 0 | 0.25 | 0 | 0.42 | 0 | 0.067 | 0 | 0.136 | 0 | 0.033 | 0 | 0.502 | 0 | 0.367 | 0 | 0.015
2024-07-07 19:00 | 0 | 0.566 | 0 | 0.15 | 0 | 0.48 | 0 | 0.023 | 0 | 0.18 | 0 | 0.02 | 0 | 0.549 | 0 | 0.33 | 0 | 0.019
2024-07-07 20:00 | 0 | 0.533 | 0 | 0.099 | 0 | 0.511 | 0 | 0.005 | 0 | 0.289 | 0 | 0.015 | 0 | 0.554 | 0 | 0.302 | 0 | 0.068
2024-07-07 21:00 | 0 | 0.523 | 0 | 0.085 | 0 | 0.498 | 0 | 0.001 | 0 | 0.359 | 0 | 0.017 | 0 | 0.538 | 0 | 0.301 | 0 | 0.121
2024-07-07 22:00 | 0 | 0.523 | 0 | 0.089 | 0 | 0.435 | 0 | 0 | 0 | 0.392 | 0 | 0.021 | 0 | 0.513 | 0 | 0.261 | 0 | 0.096
2024-07-07 23:00 | 0 | 0.572 | 0 | 0.119 | 0 | 0.374 | 0 | 0 | 0 | 0.395 | 0 | 0.037 | 0 | 0.501 | 0 | 0.233 | 0 | 0.067
2024-07-08 | 0 | 0.633 | 0 | 0.157 | 0 | 0.413 | 0 | 0 | 0 | 0.358 | 0 | 0.069 | 0 | 0.535 | 0 | 0.215 | 0 | 0.079
2024-07-08 01:00 | 0 | 0.69 | 0 | 0.192 | 0 | 0.532 | 0 | 0 | 0 | 0.395 | 0 | 0.118 | 0 | 0.621 | 0 | 0.202 | 0 | 0.128
2024-07-08 02:00 | 0 | 0.724 | 0 | 0.234 | 0 | 0.645 | 0 | 0 | 0 | 0.527 | 0 | 0.177 | 0 | 0.706 | 0 | 0.189 | 0 | 0.201
2024-07-08 03:00 | 0 | 0.744 | 0 | 0.272 | 0 | 0.684 | 0 | 0.001 | 0 | 0.633 | 0 | 0.223 | 0 | 0.732 | 0 | 0.166 | 0 | 0.252
2024-07-08 04:00 | 0 | 0.749 | 0 | 0.285 | 0 | 0.675 | 0 | 0.007 | 0 | 0.659 | 0 | 0.241 | 0 | 0.716 | 0 | 0.139 | 0 | 0.265
2024-07-08 05:00 | 0 | 0.744 | 0 | 0.28 | 0 | 0.639 | 0 | 0.039 | 0 | 0.622 | 0 | 0.252 | 0 | 0.67 | 0 | 0.114 | 0 | 0.256
2024-07-08 06:00 | 0 | 0.735 | 0 | 0.278 | 0 | 0.612 | 0.001 | 0.089 | 0 | 0.578 | 0 | 0.281 | 0 | 0.624 | 0 | 0.093 | 0 | 0.255
2024-07-08 07:00 | 0.056 | 0.724 | 0.146 | 0.272 | 0.245 | 0.52 | 0.263 | 0.104 | 0.269 | 0.437 | 0.034 | 0.328 | 0.228 | 0.507 | 0 | 0.076 | 0.181 | 0.243
2024-07-08 08:00 | 0.33 | 0.594 | 0.431 | 0.131 | 0.487 | 0.257 | 0.492 | 0.031 | 0.505 | 0.155 | 0.349 | 0.286 | 0.472 | 0.228 | 0.158 | 0.067 | 0.411 | 0.164
2024-07-08 09:00 | 0.515 | 0.772 | 0.612 | 0.024 | 0.648 | 0.334 | 0.644 | 0.012 | 0.66 | 0.093 | 0.549 | 0.106 | 0.635 | 0.264 | 0.406 | 0.049 | 0.571 | 0.1
2024-07-08 10:00 | 0.631 | 0.831 | 0.718 | 0.089 | 0.744 | 0.457 | 0.734 | 0.015 | 0.749 | 0.112 | 0.674 | 0.061 | 0.732 | 0.358 | 0.575 | 0.038 | 0.669 | 0.122
2024-07-08 11:00 | 0.69 | 0.808 | 0.773 | 0.09 | 0.789 | 0.294 | 0.777 | 0.013 | 0.787 | 0.049 | 0.743 | 0.063 | 0.778 | 0.214 | 0.668 | 0.032 | 0.716 | 0.113
2024-07-08 12:00 | 0.698 | 0.757 | 0.779 | 0.074 | 0.787 | 0.184 | 0.772 | 0.012 | 0.781 | 0.022 | 0.764 | 0.061 | 0.778 | 0.144 | 0.707 | 0.034 | 0.711 | 0.089
2024-07-08 13:00 | 0.655 | 0.711 | 0.736 | 0.061 | 0.738 | 0.144 | 0.722 | 0.009 | 0.728 | 0.012 | 0.737 | 0.046 | 0.733 | 0.128 | 0.691 | 0.041 | 0.655 | 0.068
2024-07-08 14:00 | 0.559 | 0.652 | 0.643 | 0.059 | 0.64 | 0.133 | 0.623 | 0.006 | 0.625 | 0.008 | 0.663 | 0.03 | 0.638 | 0.138 | 0.621 | 0.042 | 0.543 | 0.057
2024-07-08 15:00 | 0.403 | 0.554 | 0.491 | 0.058 | 0.484 | 0.122 | 0.467 | 0.004 | 0.464 | 0.006 | 0.535 | 0.019 | 0.489 | 0.148 | 0.493 | 0.038 | 0.367 | 0.062
2024-07-08 16:00 | 0.172 | 0.41 | 0.268 | 0.06 | 0.258 | 0.11 | 0.24 | 0.009 | 0.23 | 0.006 | 0.345 | 0.012 | 0.271 | 0.155 | 0.295 | 0.031 | 0.12 | 0.068
2024-07-08 17:00 | 0 | 0.326 | 0.007 | 0.076 | 0.005 | 0.119 | 0.003 | 0.025 | 0.001 | 0.011 | 0.078 | 0.005 | 0.011 | 0.212 | 0.049 | 0.027 | 0 | 0.042
2024-07-08 18:00 | 0 | 0.201 | 0 | 0.105 | 0 | 0.161 | 0 | 0.036 | 0 | 0.027 | 0 | 0.002 | 0 | 0.314 | 0 | 0.014 | 0 | 0.012
2024-07-08 19:00 | 0 | 0.079 | 0 | 0.114 | 0 | 0.237 | 0 | 0.058 | 0 | 0.076 | 0 | 0 | 0 | 0.448 | 0 | 0.005 | 0 | 0.001
2024-07-08 20:00 | 0 | 0.028 | 0 | 0.095 | 0 | 0.328 | 0 | 0.1 | 0 | 0.159 | 0 | 0 | 0 | 0.575 | 0 | 0.003 | 0 | 0
2024-07-08 21:00 | 0 | 0.039 | 0 | 0.065 | 0 | 0.397 | 0 | 0.14 | 0 | 0.227 | 0 | 0 | 0 | 0.652 | 0 | 0.005 | 0 | 0
2024-07-08 22:00 | 0 | 0.096 | 0 | 0.041 | 0 | 0.41 | 0 | 0.152 | 0 | 0.245 | 0 | 0 | 0 | 0.675 | 0 | 0.007 | 0 | 0.014
2024-07-08 23:00 | 0 | 0.155 | 0 | 0.02 | 0 | 0.373 | 0 | 0.134 | 0 | 0.238 | 0 | 0.002 | 0 | 0.674 | 0 | 0.004 | 0 | 0.058
2024-07-09 | 0 | 0.228 | 0 | 0.008 | 0 | 0.3 | 0 | 0.111 | 0 | 0.22 | 0 | 0.013 | 0 | 0.644 | 0 | 0.001 | 0 | 0.107
2024-07-09 01:00 | 0 | 0.343 | 0 | 0.004 | 0 | 0.212 | 0 | 0.088 | 0 | 0.192 | 0 | 0.039 | 0 | 0.596 | 0 | 0.001 | 0 | 0.159
2024-07-09 02:00 | 0 | 0.491 | 0 | 0.004 | 0 | 0.129 | 0 | 0.063 | 0 | 0.161 | 0 | 0.083 | 0 | 0.535 | 0 | 0.001 | 0 | 0.198
2024-07-09 03:00 | 0 | 0.615 | 0 | 0.005 | 0 | 0.065 | 0 | 0.046 | 0 | 0.135 | 0 | 0.149 | 0 | 0.459 | 0 | 0.002 | 0 | 0.213
2024-07-09 04:00 | 0 | 0.733 | 0 | 0.006 | 0 | 0.025 | 0 | 0.037 | 0 | 0.111 | 0 | 0.249 | 0 | 0.369 | 0 | 0.002 | 0 | 0.206
2024-07-09 05:00 | 0 | 0.792 | 0 | 0.012 | 0 | 0.007 | 0 | 0.031 | 0 | 0.078 | 0 | 0.403 | 0 | 0.281 | 0 | 0.002 | 0 | 0.192
2024-07-09 06:00 | 0 | 0.812 | 0 | 0.028 | 0 | 0.002 | 0 | 0.026 | 0 | 0.045 | 0 | 0.566 | 0 | 0.212 | 0 | 0.002 | 0 | 0.182
2024-07-09 07:00 | 0.068 | 0.814 | 0.152 | 0.05 | 0.233 | 0.003 | 0.257 | 0.022 | 0.252 | 0.02 | 0.035 | 0.657 | 0.212 | 0.161 | 0 | 0.001 | 0.194 | 0.179
2024-07-09 08:00 | 0.351 | 0.704 | 0.439 | 0.043 | 0.478 | 0.001 | 0.485 | 0.008 | 0.488 | 0.007 | 0.351 | 0.484 | 0.456 | 0.054 | 0.144 | 0.002 | 0.427 | 0.127
2024-07-09 09:00 | 0.531 | 0.697 | 0.618 | 0.006 | 0.644 | 0.001 | 0.637 | 0.005 | 0.646 | 0.033 | 0.552 | 0.193 | 0.624 | 0 | 0.364 | 0.002 | 0.586 | 0.047
2024-07-09 10:00 | 0.643 | 0.775 | 0.725 | 0 | 0.741 | 0.017 | 0.731 | 0.002 | 0.74 | 0.054 | 0.678 | 0.194 | 0.724 | 0.001 | 0.54 | 0.001 | 0.682 | 0.01
2024-07-09 11:00 | 0.7 | 0.684 | 0.777 | 0.003 | 0.787 | 0.018 | 0.773 | 0.001 | 0.783 | 0.027 | 0.742 | 0.282 | 0.771 | 0.001 | 0.675 | 0 | 0.722 | 0.008
2024-07-09 12:00 | 0.709 | 0.58 | 0.779 | 0.012 | 0.786 | 0.016 | 0.768 | 0 | 0.776 | 0.007 | 0.762 | 0.235 | 0.774 | 0.001 | 0.718 | 0 | 0.714 | 0.022
2024-07-09 13:00 | 0.667 | 0.471 | 0.735 | 0.012 | 0.737 | 0.018 | 0.717 | 0 | 0.721 | 0.001 | 0.737 | 0.206 | 0.729 | 0.001 | 0.706 | 0 | 0.658 | 0.054
2024-07-09 14:00 | 0.57 | 0.375 | 0.64 | 0.012 | 0.64 | 0.023 | 0.617 | 0.001 | 0.621 | 0.001 | 0.661 | 0.195 | 0.635 | 0.003 | 0.638 | 0 | 0.546 | 0.111
2024-07-09 15:00 | 0.412 | 0.296 | 0.489 | 0.011 | 0.483 | 0.024 | 0.459 | 0.005 | 0.458 | 0.001 | 0.534 | 0.193 | 0.486 | 0.007 | 0.511 | 0 | 0.371 | 0.194
2024-07-09 16:00 | 0.177 | 0.259 | 0.266 | 0.018 | 0.255 | 0.018 | 0.23 | 0.017 | 0.222 | 0 | 0.343 | 0.192 | 0.266 | 0.008 | 0.313 | 0 | 0.123 | 0.28
2024-07-09 17:00 | 0 | 0.218 | 0.007 | 0.023 | 0.005 | 0.013 | 0.003 | 0.026 | 0.001 | 0 | 0.078 | 0.239 | 0.011 | 0.009 | 0.057 | 0 | 0 | 0.351
2024-07-09 18:00 | 0 | 0.088 | 0 | 0.021 | 0 | 0.026 | 0 | 0.015 | 0 | 0 | 0 | 0.3 | 0 | 0.029 | 0 | 0.001 | 0 | 0.367
2024-07-09 19:00 | 0 | 0.008 | 0 | 0.014 | 0 | 0.066 | 0 | 0.01 | 0 | 0 | 0 | 0.359 | 0 | 0.072 | 0 | 0.003 | 0 | 0.317
2024-07-09 20:00 | 0 | 0.001 | 0 | 0.009 | 0 | 0.144 | 0 | 0.013 | 0 | 0 | 0 | 0.413 | 0 | 0.153 | 0 | 0.007 | 0 | 0.23
2024-07-09 21:00 | 0 | 0.026 | 0 | 0.007 | 0 | 0.245 | 0 | 0.018 | 0 | 0 | 0 | 0.469 | 0 | 0.281 | 0 | 0.008 | 0 | 0.135
2024-07-09 22:00 | 0 | 0.084 | 0 | 0.009 | 0 | 0.321 | 0 | 0.02 | 0 | 0.001 | 0 | 0.544 | 0 | 0.43 | 0 | 0.007 | 0 | 0.076
2024-07-09 23:00 | 0 | 0.135 | 0 | 0.024 | 0 | 0.325 | 0 | 0.014 | 0 | 0.001 | 0 | 0.615 | 0 | 0.539 | 0 | 0.005 | 0 | 0.05
2024-07-10 | 0 | 0.162 | 0 | 0.063 | 0 | 0.259 | 0 | 0.004 | 0 | 0.001 | 0 | 0.669 | 0 | 0.562 | 0 | 0.001 | 0 | 0.018
2024-07-10 01:00 | 0 | 0.195 | 0 | 0.116 | 0 | 0.167 | 0 | 0.001 | 0 | 0.001 | 0 | 0.705 | 0 | 0.507 | 0 | 0 | 0 | 0.001
2024-07-10 02:00 | 0 | 0.238 | 0 | 0.154 | 0 | 0.097 | 0 | 0.003 | 0 | 0.002 | 0 | 0.721 | 0 | 0.405 | 0 | 0.003 | 0 | 0
2024-07-10 03:00 | 0 | 0.297 | 0 | 0.165 | 0 | 0.063 | 0 | 0.013 | 0 | 0.005 | 0 | 0.728 | 0 | 0.291 | 0 | 0.007 | 0 | 0
2024-07-10 04:00 | 0 | 0.358 | 0 | 0.156 | 0 | 0.05 | 0 | 0.033 | 0 | 0.012 | 0 | 0.75 | 0 | 0.199 | 0 | 0.005 | 0 | 0.002
2024-07-10 05:00 | 0 | 0.488 | 0 | 0.142 | 0 | 0.047 | 0 | 0.044 | 0 | 0.026 | 0 | 0.783 | 0 | 0.143 | 0 | 0.009 | 0 | 0.01
2024-07-10 06:00 | 0 | 0.651 | 0 | 0.137 | 0 | 0.046 | 0.001 | 0.038 | 0 | 0.043 | 0 | 0.799 | 0 | 0.117 | 0 | 0.029 | 0 | 0.03
2024-07-10 07:00 | 0.072 | 0.752 | 0.152 | 0.157 | 0.24 | 0.046 | 0.279 | 0.027 | 0.265 | 0.057 | 0.036 | 0.775 | 0.217 | 0.106 | 0 | 0.058 | 0.129 | 0.063
2024-07-10 08:00 | 0.358 | 0.754 | 0.436 | 0.134 | 0.481 | 0.027 | 0.502 | 0.004 | 0.496 | 0.033 | 0.355 | 0.574 | 0.46 | 0.057 | 0.194 | 0.074 | 0.353 | 0.077
2024-07-10 09:00 | 0.536 | 0.678 | 0.615 | 0.047 | 0.644 | 0.003 | 0.651 | 0 | 0.651 | 0.007 | 0.558 | 0.355 | 0.626 | 0.01 | 0.423 | 0.093 | 0.541 | 0.073
2024-07-10 10:00 | 0.643 | 0.618 | 0.722 | 0.039 | 0.737 | 0.06 | 0.739 | 0.06 | 0.739 | 0.086 | 0.685 | 0.501 | 0.727 | 0.027 | 0.58 | 0.172 | 0.662 | 0.079
2024-07-10 11:00 | 0.695 | 0.747 | 0.773 | 0.088 | 0.78 | 0.172 | 0.78 | 0.115 | 0.78 | 0.131 | 0.752 | 0.493 | 0.772 | 0.095 | 0.671 | 0.261 | 0.718 | 0.074
2024-07-10 12:00 | 0.7 | 0.811 | 0.776 | 0.134 | 0.779 | 0.232 | 0.775 | 0.149 | 0.774 | 0.142 | 0.767 | 0.553 | 0.772 | 0.167 | 0.707 | 0.282 | 0.715 | 0.081
2024-07-10 13:00 | 0.658 | 0.831 | 0.732 | 0.184 | 0.732 | 0.253 | 0.725 | 0.184 | 0.722 | 0.146 | 0.738 | 0.544 | 0.728 | 0.183 | 0.679 | 0.286 | 0.657 | 0.114
2024-07-10 14:00 | 0.565 | 0.783 | 0.641 | 0.218 | 0.635 | 0.244 | 0.626 | 0.208 | 0.625 | 0.144 | 0.666 | 0.503 | 0.634 | 0.157 | 0.604 | 0.265 | 0.546 | 0.179
2024-07-10 15:00 | 0.414 | 0.628 | 0.491 | 0.218 | 0.479 | 0.213 | 0.471 | 0.219 | 0.464 | 0.141 | 0.539 | 0.461 | 0.485 | 0.112 | 0.471 | 0.219 | 0.37 | 0.26
2024-07-10 16:00 | 0.187 | 0.525 | 0.269 | 0.184 | 0.253 | 0.195 | 0.244 | 0.225 | 0.233 | 0.197 | 0.347 | 0.403 | 0.266 | 0.05 | 0.237 | 0.15 | 0.123 | 0.325
2024-07-10 17:00 | 0 | 0.528 | 0.007 | 0.127 | 0.005 | 0.156 | 0.004 | 0.269 | 0.001 | 0.223 | 0.082 | 0.425 | 0.011 | 0.009 | 0.028 | 0.084 | 0 | 0.366
2024-07-10 18:00 | 0 | 0.603 | 0 | 0.059 | 0 | 0.084 | 0 | 0.27 | 0 | 0.156 | 0 | 0.451 | 0 | 0 | 0 | 0.064 | 0 | 0.403
2024-07-10 19:00 | 0 | 0.674 | 0 | 0.019 | 0 | 0.033 | 0 | 0.24 | 0 | 0.095 | 0 | 0.466 | 0 | 0 | 0 | 0.049 | 0 | 0.404
2024-07-10 20:00 | 0 | 0.676 | 0 | 0.003 | 0 | 0.008 | 0 | 0.202 | 0 | 0.07 | 0 | 0.473 | 0 | 0 | 0 | 0.038 | 0 | 0.356
2024-07-10 21:00 | 0 | 0.616 | 0 | 0 | 0 | 0.002 | 0 | 0.168 | 0 | 0.06 | 0 | 0.471 | 0 | 0 | 0 | 0.05 | 0 | 0.28
2024-07-10 22:00 | 0 | 0.566 | 0 | 0 | 0 | 0 | 0 | 0.133 | 0 | 0.045 | 0 | 0.462 | 0 | 0.001 | 0 | 0.104 | 0 | 0.197
2024-07-10 23:00 | 0 | 0.535 | 0 | 0.001 | 0 | 0 | 0 | 0.113 | 0 | 0.031 | 0 | 0.433 | 0 | 0.013 | 0 | 0.175 | 0 | 0.175
2024-07-11 | 0 | 0.55 | 0 | 0.003 | 0 | 0 | 0 | 0.095 | 0 | 0.021 | 0 | 0.398 | 0 | 0.032 | 0 | 0.235 | 0 | 0.321
2024-07-11 01:00 | 0 | 0.59 | 0 | 0.007 | 0 | 0 | 0 | 0.063 | 0 | 0.01 | 0 | 0.374 | 0 | 0.049 | 0 | 0.278 | 0 | 0.479
2024-07-11 02:00 | 0 | 0.603 | 0 | 0.012 | 0 | 0 | 0 | 0.03 | 0 | 0.003 | 0 | 0.36 | 0 | 0.048 | 0 | 0.291 | 0 | 0.544
2024-07-11 03:00 | 0 | 0.634 | 0 | 0.024 | 0 | 0 | 0 | 0.009 | 0 | 0.001 | 0 | 0.361 | 0 | 0.054 | 0 | 0.261 | 0 | 0.583
2024-07-11 04:00 | 0 | 0.682 | 0 | 0.051 | 0 | 0.001 | 0 | 0.001 | 0 | 0 | 0 | 0.376 | 0 | 0.072 | 0 | 0.249 | 0 | 0.586
2024-07-11 05:00 | 0 | 0.666 | 0 | 0.104 | 0 | 0.003 | 0 | 0 | 0 | 0 | 0 | 0.393 | 0 | 0.101 | 0 | 0.247 | 0 | 0.556
2024-07-11 06:00 | 0 | 0.648 | 0 | 0.18 | 0 | 0.008 | 0.002 | 0 | 0 | 0 | 0 | 0.402 | 0 | 0.132 | 0 | 0.251 | 0 | 0.601
2024-07-11 07:00 | 0.01 | 0.59 | 0.146 | 0.252 | 0.237 | 0.016 | 0.288 | 0 | 0.267 | 0 | 0.033 | 0.407 | 0.219 | 0.125 | 0 | 0.265 | 0.176 | 0.607
2024-07-11 08:00 | 0.072 | 0.415 | 0.43 | 0.189 | 0.479 | 0.009 | 0.511 | 0 | 0.5 | 0 | 0.339 | 0.294 | 0.46 | 0.049 | 0.169 | 0.27 | 0.403 | 0.556
2024-07-11 09:00 | 0.118 | 0.327 | 0.611 | 0.054 | 0.643 | 0 | 0.659 | 0.001 | 0.655 | 0 | 0.542 | 0.079 | 0.625 | 0 | 0.404 | 0.291 | 0.561 | 0.72
2024-07-11 10:00 | 0.168 | 0.334 | 0.719 | 0.008 | 0.737 | 0.005 | 0.746 | 0.026 | 0.745 | 0.054 | 0.671 | 0.058 | 0.723 | 0.004 | 0.568 | 0.367 | 0.659 | 0.827
2024-07-11 11:00 | 0.193 | 0.298 | 0.77 | 0.007 | 0.783 | 0.079 | 0.786 | 0.053 | 0.787 | 0.133 | 0.739 | 0.076 | 0.772 | 0.059 | 0.668 | 0.36 | 0.702 | 0.831
2024-07-11 12:00 | 0.269 | 0.215 | 0.776 | 0.021 | 0.783 | 0.151 | 0.782 | 0.058 | 0.782 | 0.18 | 0.755 | 0.095 | 0.775 | 0.1 | 0.708 | 0.294 | 0.694 | 0.815
2024-07-11 13:00 | 0.241 | 0.144 | 0.734 | 0.026 | 0.737 | 0.19 | 0.732 | 0.051 | 0.731 | 0.189 | 0.729 | 0.078 | 0.731 | 0.118 | 0.694 | 0.231 | 0.614 | 0.791
2024-07-11 14:00 | 0.19 | 0.094 | 0.638 | 0.019 | 0.639 | 0.185 | 0.633 | 0.041 | 0.629 | 0.16 | 0.655 | 0.054 | 0.635 | 0.11 | 0.625 | 0.191 | 0.467 | 0.75
2024-07-11 15:00 | 0.097 | 0.065 | 0.484 | 0.008 | 0.483 | 0.154 | 0.478 | 0.035 | 0.468 | 0.118 | 0.528 | 0.032 | 0.485 | 0.086 | 0.496 | 0.182 | 0.295 | 0.692
2024-07-11 16:00 | 0.034 | 0.066 | 0.255 | 0.001 | 0.254 | 0.14 | 0.253 | 0.054 | 0.235 | 0.111 | 0.337 | 0.021 | 0.265 | 0.069 | 0.295 | 0.202 | 0.075 | 0.605
2024-07-11 17:00 | 0 | 0.113 | 0.006 | 0 | 0.005 | 0.119 | 0.005 | 0.086 | 0.002 | 0.098 | 0.077 | 0.018 | 0.011 | 0.055 | 0.052 | 0.256 | 0 | 0.5
2024-07-11 18:00 | 0 | 0.189 | 0 | 0 | 0 | 0.065 | 0 | 0.09 | 0 | 0.051 | 0 | 0.034 | 0 | 0.032 | 0 | 0.297 | 0 | 0.391
2024-07-11 19:00 | 0 | 0.278 | 0 | 0 | 0 | 0.022 | 0 | 0.076 | 0 | 0.015 | 0 | 0.123 | 0 | 0.013 | 0 | 0.294 | 0 | 0.28
2024-07-11 20:00 | 0 | 0.364 | 0 | 0.009 | 0 | 0.004 | 0 | 0.054 | 0 | 0.002 | 0 | 0.32 | 0 | 0.004 | 0 | 0.253 | 0 | 0.152
2024-07-11 21:00 | 0 | 0.449 | 0 | 0.047 | 0 | 0.001 | 0 | 0.035 | 0 | 0.003 | 0 | 0.503 | 0 | 0.003 | 0 | 0.207 | 0 | 0.057
2024-07-11 22:00 | 0 | 0.536 | 0 | 0.121 | 0 | 0 | 0 | 0.026 | 0 | 0.074 | 0 | 0.595 | 0 | 0.003 | 0 | 0.155 | 0 | 0.013
2024-07-11 23:00 | 0 | 0.541 | 0 | 0.201 | 0 | 0 | 0 | 0.054 | 0 | 0.255 | 0 | 0.619 | 0 | 0.003 | 0 | 0.118 | 0 | 0.003
2024-07-12 | 0 | 0.567 | 0 | 0.264 | 0 | 0 | 0 | 0.223 | 0 | 0.41 | 0 | 0.626 | 0 | 0.005 | 0 | 0.084 | 0 | 0.002
2024-07-12 01:00 | 0 | 0.601 | 0 | 0.327 | 0 | 0.012 | 0 | 0.476 | 0 | 0.442 | 0 | 0.641 | 0 | 0.014 | 0 | 0.05 | 0 | 0.002
2024-07-12 02:00 | 0 | 0.595 | 0 | 0.412 | 0 | 0.058 | 0 | 0.516 | 0 | 0.388 | 0 | 0.663 | 0 | 0.041 | 0 | 0.03 | 0 | 0.003
2024-07-12 03:00 | 0 | 0.593 | 0 | 0.501 | 0 | 0.139 | 0 | 0.423 | 0 | 0.32 | 0 | 0.685 | 0 | 0.106 | 0 | 0.019 | 0 | 0.007
2024-07-12 04:00 | 0 | 0.566 | 0 | 0.562 | 0 | 0.251 | 0 | 0.386 | 0 | 0.294 | 0 | 0.705 | 0 | 0.201 | 0 | 0.013 | 0 | 0.023
2024-07-12 05:00 | 0 | 0.476 | 0 | 0.578 | 0 | 0.317 | 0 | 0.37 | 0 | 0.27 | 0 | 0.71 | 0 | 0.265 | 0 | 0.015 | 0 | 0.063
2024-07-12 06:00 | 0 | 0.346 | 0 | 0.578 | 0 | 0.351 | 0 | 0.289 | 0 | 0.215 | 0 | 0.695 | 0 | 0.278 | 0 | 0.022 | 0 | 0.115
2024-07-12 07:00 | 0.06 | 0.289 | 0.135 | 0.556 | 0.226 | 0.312 | 0.074 | 0.214 | 0.246 | 0.142 | 0.027 | 0.662 | 0.21 | 0.235 | 0 | 0.019 | 0.116 | 0.158
2024-07-12 08:00 | 0.333 | 0.152 | 0.419 | 0.264 | 0.472 | 0.138 | 0.399 | 0.141 | 0.476 | 0.056 | 0.318 | 0.395 | 0.458 | 0.084 | 0.175 | 0.014 | 0.356 | 0.169
2024-07-12 09:00 | 0.522 | 0.05 | 0.604 | 0.087 | 0.638 | 0.08 | 0.644 | 0.092 | 0.645 | 0.092 | 0.527 | 0.117 | 0.627 | 0.021 | 0.393 | 0.011 | 0.542 | 0.259
2024-07-12 10:00 | 0.638 | 0.095 | 0.715 | 0.069 | 0.735 | 0.205 | 0.744 | 0.063 | 0.74 | 0.132 | 0.659 | 0.137 | 0.727 | 0.123 | 0.537 | 0.019 | 0.648 | 0.378
2024-07-12 11:00 | 0.695 | 0.14 | 0.766 | 0.073 | 0.781 | 0.287 | 0.786 | 0.047 | 0.781 | 0.179 | 0.733 | 0.218 | 0.777 | 0.201 | 0.629 | 0.031 | 0.694 | 0.392
2024-07-12 12:00 | 0.703 | 0.152 | 0.768 | 0.143 | 0.781 | 0.3 | 0.78 | 0.043 | 0.775 | 0.205 | 0.749 | 0.334 | 0.78 | 0.201 | 0.698 | 0.025 | 0.689 | 0.386
2024-07-12 13:00 | 0.659 | 0.131 | 0.725 | 0.155 | 0.732 | 0.301 | 0.728 | 0.038 | 0.721 | 0.211 | 0.721 | 0.357 | 0.735 | 0.192 | 0.704 | 0.006 | 0.631 | 0.391
2024-07-12 14:00 | 0.562 | 0.112 | 0.63 | 0.133 | 0.636 | 0.264 | 0.63 | 0.033 | 0.622 | 0.185 | 0.646 | 0.37 | 0.642 | 0.16 | 0.639 | 0 | 0.517 | 0.432
2024-07-12 15:00 | 0.4 | 0.122 | 0.476 | 0.095 | 0.477 | 0.193 | 0.473 | 0.03 | 0.456 | 0.131 | 0.516 | 0.382 | 0.491 | 0.112 | 0.51 | 0 | 0.337 | 0.494
2024-07-12 16:00 | 0.164 | 0.162 | 0.25 | 0.051 | 0.248 | 0.127 | 0.246 | 0.046 | 0.219 | 0.073 | 0.321 | 0.37 | 0.272 | 0.066 | 0.312 | 0 | 0.099 | 0.516
2024-07-12 17:00 | 0 | 0.142 | 0.006 | 0.013 | 0.005 | 0.109 | 0.004 | 0.118 | 0.001 | 0.04 | 0.068 | 0.402 | 0.012 | 0.058 | 0.06 | 0.005 | 0 | 0.474
2024-07-12 18:00 | 0 | 0.057 | 0 | 0.001 | 0 | 0.095 | 0 | 0.175 | 0 | 0.019 | 0 | 0.416 | 0 | 0.052 | 0 | 0.013 | 0 | 0.386
2024-07-12 19:00 | 0 | 0.016 | 0 | 0 | 0 | 0.057 | 0 | 0.188 | 0 | 0.011 | 0 | 0.423 | 0 | 0.024 | 0 | 0.017 | 0 | 0.309
2024-07-12 20:00 | 0 | 0.017 | 0 | 0 | 0 | 0.021 | 0 | 0.175 | 0 | 0.005 | 0 | 0.447 | 0 | 0.005 | 0 | 0.012 | 0 | 0.269
2024-07-12 21:00 | 0 | 0.05 | 0 | 0.001 | 0 | 0.005 | 0 | 0.176 | 0 | 0.004 | 0 | 0.499 | 0 | 0.001 | 0 | 0.002 | 0 | 0.25
2024-07-12 22:00 | 0 | 0.104 | 0 | 0.01 | 0 | 0.001 | 0 | 0.204 | 0 | 0.005 | 0 | 0.58 | 0 | 0 | 0 | 0 | 0 | 0.255
2024-07-12 23:00 | 0 | 0.126 | 0 | 0.041 | 0 | 0 | 0 | 0.227 | 0 | 0.004 | 0 | 0.666 | 0 | 0 | 0 | 0 | 0 | 0.245
2024-07-13 | 0 | 0.119 | 0 | 0.108 | 0 | 0 | 0 | 0.215 | 0 | 0.003 | 0 | 0.741 | 0 | 0 | 0 | 0.001 | 0 | 0.225
2024-07-13 01:00 | 0 | 0.097 | 0 | 0.213 | 0 | 0 | 0 | 0.179 | 0 | 0.002 | 0 | 0.799 | 0 | 0 | 0 | 0.017 | 0 | 0.194
2024-07-13 02:00 | 0 | 0.097 | 0 | 0.328 | 0 | 0.001 | 0 | 0.13 | 0 | 0.003 | 0 | 0.822 | 0 | 0.001 | 0 | 0.053 | 0 | 0.17
2024-07-13 03:00 | 0 | 0.151 | 0 | 0.425 | 0 | 0.007 | 0 | 0.084 | 0 | 0.004 | 0 | 0.822 | 0 | 0.007 | 0 | 0.084 | 0 | 0.155
2024-07-13 04:00 | 0 | 0.283 | 0 | 0.489 | 0 | 0.019 | 0 | 0.047 | 0 | 0.006 | 0 | 0.813 | 0 | 0.021 | 0 | 0.106 | 0 | 0.143
2024-07-13 05:00 | 0 | 0.43 | 0 | 0.506 | 0 | 0.031 | 0 | 0.023 | 0 | 0.007 | 0 | 0.791 | 0 | 0.036 | 0 | 0.12 | 0 | 0.122
2024-07-13 06:00 | 0 | 0.571 | 0 | 0.501 | 0 | 0.035 | 0.001 | 0.009 | 0 | 0.005 | 0 | 0.766 | 0 | 0.045 | 0 | 0.136 | 0 | 0.11
2024-07-13 07:00 | 0.066 | 0.697 | 0.132 | 0.494 | 0.236 | 0.03 | 0.276 | 0.002 | 0.255 | 0.003 | 0.026 | 0.74 | 0.213 | 0.047 | 0 | 0.154 | 0.159 | 0.111
2024-07-13 08:00 | 0.339 | 0.654 | 0.413 | 0.281 | 0.477 | 0.009 | 0.501 | 0 | 0.49 | 0 | 0.309 | 0.583 | 0.455 | 0.014 | 0.032 | 0.158 | 0.389 | 0.082
2024-07-13 09:00 | 0.523 | 0.519 | 0.599 | 0.118 | 0.639 | 0.007 | 0.648 | 0 | 0.645 | 0.001 | 0.521 | 0.419 | 0.621 | 0.005 | 0.123 | 0.16 | 0.552 | 0.051
2024-07-13 10:00 | 0.634 | 0.516 | 0.711 | 0.159 | 0.737 | 0.017 | 0.741 | 0.003 | 0.74 | 0.006 | 0.653 | 0.587 | 0.721 | 0.018 | 0.227 | 0.245 | 0.652 | 0.058
2024-07-13 11:00 | 0.685 | 0.635 | 0.764 | 0.217 | 0.786 | 0.021 | 0.784 | 0.005 | 0.785 | 0.017 | 0.733 | 0.578 | 0.773 | 0.016 | 0.399 | 0.343 | 0.69 | 0.119
2024-07-13 12:00 | 0.689 | 0.718 | 0.77 | 0.204 | 0.785 | 0.033 | 0.78 | 0.006 | 0.781 | 0.036 | 0.748 | 0.626 | 0.775 | 0.012 | 0.519 | 0.358 | 0.683 | 0.174
2024-07-13 13:00 | 0.646 | 0.72 | 0.728 | 0.195 | 0.736 | 0.048 | 0.73 | 0.006 | 0.73 | 0.061 | 0.719 | 0.603 | 0.731 | 0.011 | 0.559 | 0.341 | 0.624 | 0.212
2024-07-13 14:00 | 0.551 | 0.556 | 0.633 | 0.172 | 0.636 | 0.053 | 0.63 | 0.006 | 0.627 | 0.074 | 0.647 | 0.557 | 0.637 | 0.008 | 0.529 | 0.323 | 0.506 | 0.265
2024-07-13 15:00 | 0.396 | 0.385 | 0.481 | 0.135 | 0.479 | 0.046 | 0.475 | 0.01 | 0.465 | 0.07 | 0.516 | 0.512 | 0.487 | 0.004 | 0.434 | 0.272 | 0.326 | 0.37
2024-07-13 16:00 | 0.168 | 0.364 | 0.257 | 0.097 | 0.249 | 0.045 | 0.25 | 0.041 | 0.23 | 0.078 | 0.319 | 0.454 | 0.267 | 0.001 | 0.286 | 0.208 | 0.094 | 0.474
2024-07-13 17:00 | 0 | 0.29 | 0.007 | 0.064 | 0.005 | 0.05 | 0.005 | 0.145 | 0.002 | 0.099 | 0.068 | 0.492 | 0.012 | 0.001 | 0.046 | 0.176 | 0 | 0.507
2024-07-13 18:00 | 0 | 0.208 | 0 | 0.045 | 0 | 0.04 | 0 | 0.246 | 0 | 0.086 | 0 | 0.572 | 0 | 0.001 | 0 | 0.129 | 0 | 0.494
2024-07-13 19:00 | 0 | 0.231 | 0 | 0.041 | 0 | 0.023 | 0 | 0.305 | 0 | 0.057 | 0 | 0.642 | 0 | 0.001 | 0 | 0.101 | 0 | 0.471
2024-07-13 20:00 | 0 | 0.243 | 0 | 0.06 | 0 | 0.007 | 0 | 0.309 | 0 | 0.03 | 0 | 0.69 | 0 | 0.001 | 0 | 0.107 | 0 | 0.444
2024-07-13 21:00 | 0 | 0.209 | 0 | 0.1 | 0 | 0.002 | 0 | 0.294 | 0 | 0.015 | 0 | 0.713 | 0 | 0.001 | 0 | 0.134 | 0 | 0.42
2024-07-13 22:00 | 0 | 0.216 | 0 | 0.15 | 0 | 0 | 0 | 0.261 | 0 | 0.011 | 0 | 0.724 | 0 | 0.001 | 0 | 0.163 | 0 | 0.384
2024-07-13 23:00 | 0 | 0.245 | 0 | 0.175 | 0 | 0 | 0 | 0.204 | 0 | 0.007 | 0 | 0.74 | 0 | 0 | 0 | 0.168 | 0 | 0.316
2024-07-14 | 0 | 0.225 | 0 | 0.168 | 0 | 0 | 0 | 0.155 | 0 | 0.004 | 0 | 0.756 | 0 | 0 | 0 | 0.165 | 0 | 0.273
2024-07-14 01:00 | 0 | 0.168 | 0 | 0.15 | 0 | 0 | 0 | 0.118 | 0 | 0.002 | 0 | 0.752 | 0 | 0.001 | 0 | 0.168 | 0 | 0.238
2024-07-14 02:00 | 0 | 0.159 | 0 | 0.122 | 0 | 0 | 0 | 0.077 | 0 | 0.001 | 0 | 0.72 | 0 | 0.005 | 0 | 0.163 | 0 | 0.213
2024-07-14 03:00 | 0 | 0.189 | 0 | 0.091 | 0 | 0 | 0 | 0.036 | 0 | 0.001 | 0 | 0.668 | 0 | 0.008 | 0 | 0.148 | 0 | 0.182
2024-07-14 04:00 | 0 | 0.225 | 0 | 0.066 | 0 | 0 | 0 | 0.009 | 0 | 0 | 0 | 0.615 | 0 | 0.01 | 0 | 0.132 | 0 | 0.144
2024-07-14 05:00 | 0 | 0.241 | 0 | 0.074 | 0 | 0 | 0 | 0.001 | 0 | 0 | 0 | 0.559 | 0 | 0.014 | 0 | 0.112 | 0 | 0.111
2024-07-14 06:00 | 0 | 0.237 | 0 | 0.12 | 0 | 0.001 | 0.001 | 0 | 0 | 0 | 0 | 0.535 | 0 | 0.022 | 0 | 0.101 | 0 | 0.106
2024-07-14 07:00 | 0.059 | 0.226 | 0.149 | 0.181 | 0.23 | 0.002 | 0.269 | 0 | 0.255 | 0 | 0.03 | 0.533 | 0.21 | 0.025 | 0 | 0.104 | 0.174 | 0.119
2024-07-14 08:00 | 0.324 | 0.136 | 0.427 | 0.129 | 0.474 | 0 | 0.497 | 0 | 0.492 | 0 | 0.323 | 0.352 | 0.455 | 0.004 | 0.075 | 0.097 | 0.406 | 0.083
2024-07-14 09:00 | 0.515 | 0.054 | 0.608 | 0.054 | 0.639 | 0 | 0.647 | 0.006 | 0.649 | 0 | 0.532 | 0.206 | 0.622 | 0 | 0.284 | 0.064 | 0.567 | 0.018
2024-07-14 10:00 | 0.633 | 0.041 | 0.716 | 0.07 | 0.736 | 0 | 0.742 | 0.022 | 0.743 | 0 | 0.662 | 0.335 | 0.724 | 0 | 0.535 | 0.037 | 0.665 | 0.005
2024-07-14 11:00 | 0.691 | 0.03 | 0.766 | 0.086 | 0.786 | 0 | 0.786 | 0.029 | 0.788 | 0 | 0.733 | 0.459 | 0.776 | 0 | 0.659 | 0.011 | 0.707 | 0.004
2024-07-14 12:00 | 0.696 | 0.036 | 0.771 | 0.054 | 0.786 | 0 | 0.782 | 0.023 | 0.783 | 0 | 0.749 | 0.705 | 0.779 | 0.001 | 0.706 | 0.002 | 0.699 | 0.004
2024-07-14 13:00 | 0.649 | 0.058 | 0.729 | 0.031 | 0.737 | 0.001 | 0.731 | 0.018 | 0.73 | 0 | 0.72 | 0.763 | 0.734 | 0.002 | 0.691 | 0.001 | 0.64 | 0.005
2024-07-14 14:00 | 0.546 | 0.107 | 0.633 | 0.017 | 0.64 | 0.002 | 0.633 | 0.02 | 0.63 | 0 | 0.652 | 0.722 | 0.64 | 0.004 | 0.621 | 0.001 | 0.524 | 0.008
2024-07-14 15:00 | 0.386 | 0.183 | 0.479 | 0.008 | 0.481 | 0.004 | 0.476 | 0.027 | 0.466 | 0 | 0.522 | 0.647 | 0.488 | 0.005 | 0.49 | 0.002 | 0.342 | 0.014
2024-07-14 16:00 | 0.153 | 0.209 | 0.252 | 0.004 | 0.25 | 0.012 | 0.249 | 0.053 | 0.229 | 0.001 | 0.326 | 0.527 | 0.266 | 0.011 | 0.288 | 0.011 | 0.101 | 0.012
2024-07-14 17:00 | 0 | 0.13 | 0.007 | 0.002 | 0.006 | 0.037 | 0.005 | 0.133 | 0.002 | 0.007 | 0.073 | 0.479 | 0.012 | 0.014 | 0.051 | 0.035 | 0 | 0.002
2024-07-14 18:00 | 0 | 0.029 | 0 | 0.001 | 0 | 0.048 | 0 | 0.231 | 0 | 0.01 | 0 | 0.476 | 0 | 0.006 | 0 | 0.062 | 0 | 0.001
2024-07-14 19:00 | 0 | 0.001 | 0 | 0.006 | 0 | 0.041 | 0 | 0.297 | 0 | 0.01 | 0 | 0.501 | 0 | 0.002 | 0 | 0.093 | 0 | 0.003
2024-07-14 20:00 | 0 | 0 | 0 | 0.03 | 0 | 0.026 | 0 | 0.307 | 0 | 0.008 | 0 | 0.588 | 0 | 0.001 | 0 | 0.155 | 0 | 0.008
2024-07-14 21:00 | 0 | 0.001 | 0 | 0.08 | 0 | 0.015 | 0 | 0.271 | 0 | 0.004 | 0 | 0.7 | 0 | 0 | 0 | 0.22 | 0 | 0.011
2024-07-14 22:00 | 0 | 0.002 | 0 | 0.136 | 0 | 0.007 | 0 | 0.219 | 0 | 0.001 | 0 | 0.787 | 0 | 0 | 0 | 0.278 | 0 | 0.008
2024-07-14 23:00 | 0 | 0.004 | 0 | 0.186 | 0 | 0.002 | 0 | 0.185 | 0 | 0 | 0 | 0.829 | 0 | 0 | 0 | 0.284 | 0 | 0.004
2024-07-15 | 0 | 0.01 | 0 | 0.225 | 0 | 0 | 0 | 0.183 | 0 | 0 | 0 | 0.846 | 0 | 0 | 0 | 0.272 | 0 | 0.002
2024-07-15 01:00 | 0 | 0.021 | 0 | 0.249 | 0 | 0 | 0 | 0.192 | 0 | 0.001 | 0 | 0.85 | 0 | 0.001 | 0 | 0.22 | 0 | 0.001
2024-07-15 02:00 | 0 | 0.039 | 0 | 0.249 | 0 | 0.001 | 0 | 0.202 | 0 | 0.009 | 0 | 0.844 | 0 | 0.005 | 0 | 0.146 | 0 | 0.001
2024-07-15 03:00 | 0 | 0.072 | 0 | 0.241 | 0 | 0.013 | 0 | 0.22 | 0 | 0.039 | 0 | 0.829 | 0 | 0.018 | 0 | 0.085 | 0 | 0.001
2024-07-15 04:00 | 0 | 0.122 | 0 | 0.231 | 0 | 0.056 | 0 | 0.264 | 0 | 0.092 | 0 | 0.809 | 0 | 0.038 | 0 | 0.028 | 0 | 0.001
2024-07-15 05:00 | 0 | 0.185 | 0 | 0.213 | 0 | 0.086 | 0 | 0.253 | 0 | 0.117 | 0 | 0.798 | 0 | 0.047 | 0 | 0.016 | 0 | 0
2024-07-15 06:00 | 0 | 0.245 | 0 | 0.21 | 0 | 0.085 | 0.001 | 0.197 | 0 | 0.101 | 0 | 0.791 | 0 | 0.055 | 0 | 0.026 | 0 | 0
2024-07-15 07:00 | 0.056 | 0.298 | 0.148 | 0.22 | 0.219 | 0.077 | 0.256 | 0.121 | 0.236 | 0.077 | 0.03 | 0.774 | 0.198 | 0.072 | 0 | 0.041 | 0.149 | 0
2024-07-15 08:00 | 0.316 | 0.225 | 0.424 | 0.144 | 0.463 | 0.032 | 0.486 | 0.074 | 0.473 | 0.032 | 0.321 | 0.682 | 0.442 | 0.039 | 0.069 | 0.078 | 0.38 | 0
2024-07-15 09:00 | 0.507 | 0.119 | 0.607 | 0.07 | 0.628 | 0.029 | 0.641 | 0.179 | 0.631 | 0.06 | 0.527 | 0.616 | 0.61 | 0.02 | 0.128 | 0.133 | 0.546 | 0
2024-07-15 10:00 | 0.622 | 0.147 | 0.714 | 0.14 | 0.728 | 0.038 | 0.737 | 0.183 | 0.728 | 0.054 | 0.656 | 0.614 | 0.715 | 0.027 | 0.173 | 0.174 | 0.649 | 0
2024-07-15 11:00 | 0.675 | 0.224 | 0.769 | 0.251 | 0.779 | 0.045 | 0.782 | 0.186 | 0.773 | 0.048 | 0.734 | 0.757 | 0.77 | 0.031 | 0.27 | 0.207 | 0.691 | 0
2024-07-15 12:00 | 0.682 | 0.256 | 0.776 | 0.322 | 0.778 | 0.06 | 0.778 | 0.183 | 0.766 | 0.057 | 0.751 | 0.845 | 0.773 | 0.037 | 0.366 | 0.249 | 0.684 | 0.001
2024-07-15 13:00 | 0.64 | 0.264 | 0.734 | 0.374 | 0.728 | 0.077 | 0.727 | 0.181 | 0.709 | 0.069 | 0.724 | 0.816 | 0.727 | 0.041 | 0.555 | 0.273 | 0.624 | 0.025
2024-07-15 14:00 | 0.544 | 0.246 | 0.641 | 0.391 | 0.63 | 0.091 | 0.626 | 0.177 | 0.607 | 0.078 | 0.649 | 0.737 | 0.633 | 0.039 | 0.597 | 0.274 | 0.502 | 0.084
2024-07-15 15:00 | 0.391 | 0.111 | 0.486 | 0.357 | 0.471 | 0.1 | 0.467 | 0.169 | 0.439 | 0.085 | 0.519 | 0.643 | 0.48 | 0.034 | 0.47 | 0.256 | 0.319 | 0.176
2024-07-15 16:00 | 0.167 | 0.1 | 0.261 | 0.265 | 0.241 | 0.118 | 0.239 | 0.17 | 0.202 | 0.123 | 0.322 | 0.52 | 0.258 | 0.022 | 0.263 | 0.223 | 0.088 | 0.266
2024-07-15 17:00 | 0 | 0.219 | 0.009 | 0.214 | 0.006 | 0.139 | 0.005 | 0.243 | 0.001 | 0.189 | 0.072 | 0.491 | 0.012 | 0.007 | 0.037 | 0.199 | 0 | 0.317
2024-07-15 18:00 | 0 | 0.46 | 0 | 0.181 | 0 | 0.096 | 0 | 0.309 | 0 | 0.176 | 0 | 0.564 | 0 | 0.001 | 0 | 0.206 | 0 | 0.317
2024-07-15 19:00 | 0 | 0.743 | 0 | 0.176 | 0 | 0.048 | 0 | 0.348 | 0 | 0.138 | 0 | 0.645 | 0 | 0 | 0 | 0.233 | 0 | 0.292
2024-07-15 20:00 | 0 | 0.887 | 0 | 0.196 | 0 | 0.023 | 0 | 0.373 | 0 | 0.114 | 0 | 0.718 | 0 | 0 | 0 | 0.259 | 0 | 0.261
2024-07-15 21:00 | 0 | 0.924 | 0 | 0.249 | 0 | 0.011 | 0 | 0.378 | 0 | 0.1 | 0 | 0.771 | 0 | 0 | 0 | 0.337 | 0 | 0.241
2024-07-15 22:00 | 0 | 0.918 | 0 | 0.325 | 0 | 0.006 | 0 | 0.364 | 0 | 0.09 | 0 | 0.812 | 0 | 0 | 0 | 0.423 | 0 | 0.258
2024-07-15 23:00 | 0 | 0.891 | 0 | 0.383 | 0 | 0.003 | 0 | 0.338 | 0 | 0.082 | 0 | 0.825 | 0 | 0 | 0 | 0.503 | 0 | 0.284
2024-07-16 | 0 | 0.857 | 0 | 0.403 | 0 | 0.001 | 0 | 0.312 | 0 | 0.064 | 0 | 0.82 | 0 | 0.001 | 0 | 0.571 | 0 | 0.311
2024-07-16 01:00 | 0 | 0.829 | 0 | 0.398 | 0 | 0.001 | 0 | 0.282 | 0 | 0.043 | 0 | 0.782 | 0 | 0.005 | 0 | 0.623 | 0 | 0.309
2024-07-16 02:00 | 0 | 0.817 | 0 | 0.379 | 0 | 0.001 | 0 | 0.23 | 0 | 0.025 | 0 | 0.729 | 0 | 0.008 | 0 | 0.702 | 0 | 0.278
2024-07-16 03:00 | 0 | 0.83 | 0 | 0.36 | 0 | 0 | 0 | 0.17 | 0 | 0.016 | 0 | 0.706 | 0 | 0.001 | 0 | 0.772 | 0 | 0.235
2024-07-16 04:00 | 0 | 0.861 | 0 | 0.334 | 0 | 0 | 0 | 0.121 | 0 | 0.012 | 0 | 0.724 | 0 | 0 | 0 | 0.808 | 0 | 0.204
2024-07-16 05:00 | 0 | 0.877 | 0 | 0.277 | 0 | 0 | 0 | 0.078 | 0 | 0.008 | 0 | 0.673 | 0 | 0 | 0 | 0.831 | 0 | 0.176
2024-07-16 06:00 | 0 | 0.89 | 0 | 0.2 | 0 | 0 | 0.002 | 0.045 | 0 | 0.004 | 0 | 0.647 | 0 | 0 | 0 | 0.849 | 0 | 0.141
2024-07-16 07:00 | 0.061 | 0.893 | 0.159 | 0.206 | 0.204 | 0 | 0.266 | 0.021 | 0.231 | 0.002 | 0.032 | 0.629 | 0.188 | 0 | 0 | 0.863 | 0.172 | 0.098
2024-07-16 08:00 | 0.307 | 0.833 | 0.434 | 0.146 | 0.452 | 0 | 0.494 | 0.004 | 0.469 | 0.007 | 0.326 | 0.398 | 0.433 | 0 | 0.024 | 0.852 | 0.407 | 0.049
2024-07-16 09:00 | 0.414 | 0.711 | 0.614 | 0.08 | 0.62 | 0.044 | 0.648 | 0 | 0.629 | 0.116 | 0.535 | 0.271 | 0.602 | 0.022 | 0.081 | 0.866 | 0.572 | 0.007
2024-07-16 10:00 | 0.517 | 0.711 | 0.719 | 0.211 | 0.725 | 0.166 | 0.743 | 0 | 0.73 | 0.182 | 0.666 | 0.386 | 0.709 | 0.075 | 0.129 | 0.909 | 0.672 | 0.003
2024-07-16 11:00 | 0.634 | 0.856 | 0.77 | 0.27 | 0.779 | 0.198 | 0.786 | 0 | 0.779 | 0.192 | 0.734 | 0.394 | 0.765 | 0.082 | 0.132 | 0.923 | 0.713 | 0.005
2024-07-16 12:00 | 0.677 | 0.881 | 0.776 | 0.211 | 0.781 | 0.195 | 0.781 | 0 | 0.777 | 0.17 | 0.751 | 0.45 | 0.769 | 0.075 | 0.182 | 0.935 | 0.708 | 0.005
2024-07-16 13:00 | 0.635 | 0.815 | 0.732 | 0.191 | 0.733 | 0.192 | 0.73 | 0 | 0.726 | 0.154 | 0.722 | 0.493 | 0.725 | 0.068 | 0.248 | 0.953 | 0.65 | 0.005
2024-07-16 14:00 | 0.533 | 0.66 | 0.632 | 0.179 | 0.633 | 0.182 | 0.63 | 0 | 0.624 | 0.141 | 0.635 | 0.494 | 0.63 | 0.056 | 0.216 | 0.953 | 0.532 | 0.007
2024-07-16 15:00 | 0.315 | 0.516 | 0.476 | 0.158 | 0.475 | 0.161 | 0.47 | 0 | 0.461 | 0.132 | 0.499 | 0.469 | 0.477 | 0.041 | 0.161 | 0.942 | 0.352 | 0.018
2024-07-16 16:00 | 0.069 | 0.413 | 0.249 | 0.115 | 0.246 | 0.135 | 0.241 | 0.004 | 0.226 | 0.124 | 0.299 | 0.36 | 0.256 | 0.027 | 0.075 | 0.913 | 0.111 | 0.058
2024-07-16 17:00 | 0 | 0.293 | 0.008 | 0.066 | 0.006 | 0.133 | 0.005 | 0.017 | 0.002 | 0.155 | 0.06 | 0.247 | 0.012 | 0.024 | 0.005 | 0.89 | 0 | 0.089
2024-07-16 18:00 | 0 | 0.126 | 0 | 0.05 | 0 | 0.123 | 0 | 0.021 | 0 | 0.178 | 0 | 0.155 | 0 | 0.029 | 0 | 0.887 | 0 | 0.121
2024-07-16 19:00 | 0 | 0.02 | 0 | 0.087 | 0 | 0.118 | 0 | 0.017 | 0 | 0.187 | 0 | 0.122 | 0 | 0.036 | 0 | 0.885 | 0 | 0.162
2024-07-16 20:00 | 0 | 0 | 0 | 0.155 | 0 | 0.121 | 0 | 0.008 | 0 | 0.204 | 0 | 0.117 | 0 | 0.044 | 0 | 0.893 | 0 | 0.197
2024-07-16 21:00 | 0 | 0 | 0 | 0.213 | 0 | 0.126 | 0 | 0.003 | 0 | 0.233 | 0 | 0.124 | 0 | 0.052 | 0 | 0.891 | 0 | 0.213
2024-07-16 22:00 | 0 | 0.009 | 0 | 0.233 | 0 | 0.133 | 0 | 0.004 | 0 | 0.236 | 0 | 0.125 | 0 | 0.061 | 0 | 0.886 | 0 | 0.197
2024-07-16 23:00 | 0 | 0.055 | 0 | 0.201 | 0 | 0.139 | 0 | 0.01 | 0 | 0.231 | 0 | 0.095 | 0 | 0.069 | 0 | 0.91 | 0 | 0.196
2024-07-17 | 0 | 0.161 | 0 | 0.144 | 0 | 0.14 | 0 | 0.023 | 0 | 0.223 | 0 | 0.053 | 0 | 0.072 | 0 | 0.918 | 0 | 0.242
2024-07-17 01:00 | 0 | 0.349 | 0 | 0.095 | 0 | 0.133 | 0 | 0.042 | 0 | 0.223 | 0 | 0.021 | 0 | 0.069 | 0 | 0.918 | 0 | 0.318
2024-07-17 02:00 | 0 | 0.553 | 0 | 0.068 | 0 | 0.132 | 0 | 0.057 | 0 | 0.226 | 0 | 0.01 | 0 | 0.072 | 0 | 0.924 | 0 | 0.374
2024-07-17 03:00 | 0 | 0.704 | 0 | 0.07 | 0 | 0.139 | 0 | 0.059 | 0 | 0.231 | 0 | 0.012 | 0 | 0.085 | 0 | 0.924 | 0 | 0.42
2024-07-17 04:00 | 0 | 0.795 | 0 | 0.093 | 0 | 0.164 | 0 | 0.058 | 0 | 0.251 | 0 | 0.019 | 0 | 0.109 | 0 | 0.924 | 0 | 0.433
2024-07-17 05:00 | 0 | 0.807 | 0 | 0.139 | 0 | 0.171 | 0 | 0.068 | 0 | 0.285 | 0 | 0.037 | 0 | 0.113 | 0 | 0.924 | 0 | 0.408
2024-07-17 06:00 | 0 | 0.828 | 0 | 0.213 | 0 | 0.158 | 0.002 | 0.091 | 0 | 0.296 | 0 | 0.064 | 0 | 0.093 | 0 | 0.927 | 0 | 0.337
2024-07-17 07:00 | 0.068 | 0.828 | 0.14 | 0.28 | 0.236 | 0.148 | 0.273 | 0.1 | 0.26 | 0.276 | 0.033 | 0.102 | 0.216 | 0.076 | 0 | 0.93 | 0.098 | 0.27
2024-07-17 08:00 | 0.333 | 0.703 | 0.412 | 0.169 | 0.477 | 0.068 | 0.498 | 0.036 | 0.497 | 0.109 | 0.327 | 0.104 | 0.457 | 0.027 | 0.023 | 0.933 | 0.248 | 0.145
2024-07-17 09:00 | 0.516 | 0.547 | 0.598 | 0.057 | 0.639 | 0.069 | 0.648 | 0.043 | 0.652 | 0.12 | 0.537 | 0.037 | 0.62 | 0.017 | 0.07 | 0.927 | 0.43 | 0.045
2024-07-17 10:00 | 0.623 | 0.68 | 0.71 | 0.103 | 0.738 | 0.152 | 0.741 | 0.06 | 0.743 | 0.274 | 0.67 | 0.006 | 0.72 | 0.053 | 0.081 | 0.917 | 0.601 | 0.002
2024-07-17 11:00 | 0.657 | 0.619 | 0.769 | 0.342 | 0.787 | 0.147 | 0.784 | 0.06 | 0.786 | 0.236 | 0.752 | 0.025 | 0.771 | 0.052 | 0.116 | 0.896 | 0.7 | 0.001
2024-07-17 12:00 | 0.644 | 0.558 | 0.776 | 0.391 | 0.787 | 0.141 | 0.781 | 0.046 | 0.778 | 0.2 | 0.773 | 0.102 | 0.775 | 0.051 | 0.161 | 0.891 | 0.701 | 0.001
2024-07-17 13:00 | 0.578 | 0.527 | 0.735 | 0.407 | 0.738 | 0.143 | 0.731 | 0.036 | 0.722 | 0.172 | 0.747 | 0.187 | 0.731 | 0.055 | 0.253 | 0.898 | 0.645 | 0.006
2024-07-17 14:00 | 0.52 | 0.403 | 0.641 | 0.419 | 0.639 | 0.132 | 0.63 | 0.033 | 0.626 | 0.153 | 0.673 | 0.249 | 0.637 | 0.054 | 0.242 | 0.905 | 0.532 | 0.03
2024-07-17 15:00 | 0.347 | 0.168 | 0.489 | 0.367 | 0.482 | 0.112 | 0.474 | 0.031 | 0.459 | 0.124 | 0.544 | 0.27 | 0.488 | 0.044 | 0.152 | 0.902 | 0.357 | 0.101
2024-07-17 16:00 | 0.08 | 0.139 | 0.268 | 0.249 | 0.254 | 0.101 | 0.249 | 0.033 | 0.224 | 0.112 | 0.351 | 0.228 | 0.27 | 0.034 | 0.053 | 0.906 | 0.115 | 0.194
2024-07-17 17:00 | 0 | 0.124 | 0.009 | 0.145 | 0.007 | 0.098 | 0.006 | 0.027 | 0.002 | 0.101 | 0.093 | 0.19 | 0.015 | 0.028 | 0.004 | 0.917 | 0 | 0.256
2024-07-17 18:00 | 0 | 0.062 | 0 | 0.093 | 0 | 0.097 | 0 | 0.008 | 0 | 0.088 | 0 | 0.112 | 0 | 0.032 | 0 | 0.919 | 0 | 0.302
2024-07-17 19:00 | 0 | 0.072 | 0 | 0.081 | 0 | 0.092 | 0 | 0.001 | 0 | 0.091 | 0 | 0.045 | 0 | 0.045 | 0 | 0.913 | 0 | 0.322
2024-07-17 20:00 | 0 | 0.052 | 0 | 0.118 | 0 | 0.111 | 0 | 0 | 0 | 0.099 | 0 | 0.011 | 0 | 0.082 | 0 | 0.904 | 0 | 0.328
2024-07-17 21:00 | 0 | 0.005 | 0 | 0.171 | 0 | 0.133 | 0 | 0.002 | 0 | 0.138 | 0 | 0.002 | 0 | 0.13 | 0 | 0.906 | 0 | 0.323
2024-07-17 22:00 | 0 | 0.043 | 0 | 0.172 | 0 | 0.15 | 0 | 0.032 | 0 | 0.177 | 0 | 0.001 | 0 | 0.177 | 0 | 0.92 | 0 | 0.294
2024-07-17 23:00 | 0 | 0.162 | 0 | 0.135 | 0 | 0.191 | 0 | 0.088 | 0 | 0.238 | 0 | 0 | 0 | 0.233 | 0 | 0.897 | 0 | 0.206
2024-07-18 | 0 | 0.397 | 0 | 0.087 | 0 | 0.237 | 0 | 0.156 | 0 | 0.314 | 0 | 0.001 | 0 | 0.289 | 0 | 0.874 | 0 | 0.16
2024-07-18 01:00 | 0 | 0.653 | 0 | 0.039 | 0 | 0.294 | 0 | 0.2 | 0 | 0.354 | 0 | 0.002 | 0 | 0.334 | 0 | 0.868 | 0 | 0.249
2024-07-18 02:00 | 0 | 0.7 | 0 | 0.009 | 0 | 0.371 | 0 | 0.212 | 0 | 0.385 | 0 | 0.008 | 0 | 0.379 | 0 | 0.873 | 0 | 0.347
2024-07-18 03:00 | 0 | 0.806 | 0 | 0.002 | 0 | 0.479 | 0 | 0.238 | 0 | 0.42 | 0 | 0.02 | 0 | 0.458 | 0 | 0.882 | 0 | 0.383
2024-07-18 04:00 | 0 | 0.838 | 0 | 0.002 | 0 | 0.562 | 0 | 0.25 | 0 | 0.484 | 0 | 0.037 | 0 | 0.522 | 0 | 0.872 | 0 | 0.413
2024-07-18 05:00 | 0 | 0.862 | 0 | 0.008 | 0 | 0.594 | 0 | 0.27 | 0 | 0.538 | 0 | 0.042 | 0 | 0.548 | 0 | 0.85 | 0 | 0.431
2024-07-18 06:00 | 0 | 0.895 | 0 | 0.029 | 0 | 0.583 | 0.002 | 0.299 | 0 | 0.601 | 0 | 0.05 | 0 | 0.552 | 0 | 0.816 | 0 | 0.433
2024-07-18 07:00 | 0.049 | 0.941 | 0.171 | 0.057 | 0.26 | 0.481 | 0.281 | 0.286 | 0.28 | 0.552 | 0.045 | 0.062 | 0.239 | 0.478 | 0 | 0.763 | 0.211 | 0.414
2024-07-18 08:00 | 0.176 | 0.9 | 0.449 | 0.047 | 0.497 | 0.187 | 0.504 | 0.131 | 0.512 | 0.216 | 0.36 | 0.035 | 0.475 | 0.191 | 0.03 | 0.718 | 0.442 | 0.293
2024-07-18 09:00 | 0.173 | 0.951 | 0.631 | 0.028 | 0.658 | 0.274 | 0.654 | 0.207 | 0.667 | 0.377 | 0.561 | 0.013 | 0.638 | 0.125 | 0.174 | 0.653 | 0.599 | 0.108
2024-07-18 10:00 | 0.167 | 0.98 | 0.738 | 0.328 | 0.754 | 0.772 | 0.746 | 0.32 | 0.758 | 0.755 | 0.686 | 0.161 | 0.735 | 0.56 | 0.406 | 0.663 | 0.693 | 0.008
2024-07-18 11:00 | 0.147 | 0.984 | 0.789 | 0.69 | 0.801 | 0.814 | 0.786 | 0.361 | 0.799 | 0.786 | 0.754 | 0.216 | 0.783 | 0.644 | 0.571 | 0.663 | 0.732 | 0.001
2024-07-18 12:00 | 0.203 | 0.991 | 0.794 | 0.764 | 0.8 | 0.825 | 0.783 | 0.364 | 0.79 | 0.809 | 0.774 | 0.222 | 0.786 | 0.663 | 0.631 | 0.636 | 0.721 | 0.002
2024-07-18 13:00 | 0.211 | 0.987 | 0.751 | 0.791 | 0.752 | 0.82 | 0.733 | 0.386 | 0.735 | 0.816 | 0.746 | 0.246 | 0.743 | 0.668 | 0.593 | 0.63 | 0.656 | 0.018
2024-07-18 14:00 | 0.165 | 0.974 | 0.656 | 0.814 | 0.651 | 0.812 | 0.632 | 0.398 | 0.626 | 0.806 | 0.668 | 0.264 | 0.646 | 0.656 | 0.566 | 0.622 | 0.532 | 0.054
2024-07-18 15:00 | 0.155 | 0.976 | 0.501 | 0.826 | 0.494 | 0.786 | 0.476 | 0.386 | 0.463 | 0.781 | 0.537 | 0.278 | 0.497 | 0.625 | 0.429 | 0.597 | 0.342 | 0.124
2024-07-18 16:00 | 0.053 | 0.984 | 0.272 | 0.777 | 0.265 | 0.707 | 0.251 | 0.337 | 0.231 | 0.688 | 0.341 | 0.286 | 0.278 | 0.556 | 0.243 | 0.513 | 0.101 | 0.181
2024-07-18 17:00 | 0 | 0.991 | 0.011 | 0.725 | 0.009 | 0.719 | 0.006 | 0.352 | 0.003 | 0.692 | 0.089 | 0.312 | 0.017 | 0.569 | 0.044 | 0.498 | 0 | 0.341
2024-07-18 18:00 | 0 | 0.989 | 0 | 0.709 | 0 | 0.744 | 0 | 0.431 | 0 | 0.762 | 0 | 0.367 | 0 | 0.637 | 0 | 0.557 | 0 | 0.661
2024-07-18 19:00 | 0 | 0.989 | 0 | 0.66 | 0 | 0.696 | 0 | 0.525 | 0 | 0.767 | 0 | 0.403 | 0 | 0.628 | 0 | 0.538 | 0 | 0.774
2024-07-18 20:00 | 0 | 0.989 | 0 | 0.657 | 0 | 0.622 | 0 | 0.587 | 0 | 0.732 | 0 | 0.443 | 0 | 0.608 | 0 | 0.528 | 0 | 0.729
2024-07-18 21:00 | 0 | 0.986 | 0 | 0.675 | 0 | 0.583 | 0 | 0.644 | 0 | 0.697 | 0 | 0.513 | 0 | 0.621 | 0 | 0.478 | 0 | 0.661
2024-07-18 22:00 | 0 | 0.984 | 0 | 0.732 | 0 | 0.592 | 0 | 0.681 | 0 | 0.698 | 0 | 0.598 | 0 | 0.668 | 0 | 0.431 | 0 | 0.659
2024-07-18 23:00 | 0 | 0.989 | 0 | 0.731 | 0 | 0.628 | 0 | 0.715 | 0 | 0.722 | 0 | 0.62 | 0 | 0.718 | 0 | 0.394 | 0 | 0.645
2024-07-19 | 0 | 0.99 | 0 | 0.724 | 0 | 0.676 | 0 | 0.75 | 0 | 0.744 | 0 | 0.552 | 0 | 0.756 | 0 | 0.389 | 0 | 0.569
2024-07-19 01:00 | 0 | 0.986 | 0 | 0.644 | 0 | 0.709 | 0 | 0.766 | 0 | 0.758 | 0 | 0.429 | 0 | 0.771 | 0 | 0.349 | 0 | 0.623
2024-07-19 02:00 | 0 | 0.991 | 0 | 0.528 | 0 | 0.733 | 0 | 0.761 | 0 | 0.768 | 0 | 0.336 | 0 | 0.766 | 0 | 0.343 | 0 | 0.666
2024-07-19 03:00 | 0 | 0.991 | 0 | 0.484 | 0 | 0.746 | 0 | 0.746 | 0 | 0.766 | 0 | 0.314 | 0 | 0.748 | 0 | 0.355 | 0 | 0.732
2024-07-19 04:00 | 0 | 0.99 | 0 | 0.439 | 0 | 0.751 | 0 | 0.725 | 0 | 0.748 | 0 | 0.326 | 0 | 0.722 | 0 | 0.313 | 0 | 0.831
2024-07-19 05:00 | 0 | 0.974 | 0 | 0.291 | 0 | 0.733 | 0 | 0.692 | 0 | 0.715 | 0 | 0.311 | 0 | 0.694 | 0 | 0.271 | 0 | 0.899
2024-07-19 06:00 | 0 | 0.957 | 0 | 0.199 | 0 | 0.707 | 0.004 | 0.654 | 0 | 0.685 | 0 | 0.268 | 0 | 0.666 | 0 | 0.216 | 0 | 0.946
2024-07-19 07:00 | 0.011 | 0.935 | 0.02 | 0.192 | 0.255 | 0.581 | 0.301 | 0.475 | 0.288 | 0.504 | 0.037 | 0.21 | 0.243 | 0.529 | 0 | 0.189 | 0.125 | 0.966
2024-07-19 08:00 | 0.102 | 0.939 | 0.284 | 0.419 | 0.487 | 0.632 | 0.525 | 0.3 | 0.521 | 0.501 | 0.281 | 0.17 | 0.484 | 0.467 | 0.185 | 0.164 | 0.405 | 0.982
2024-07-19 09:00 | 0.22 | 0.958 | 0.622 | 0.434 | 0.659 | 0.855 | 0.676 | 0.601 | 0.678 | 0.831 | 0.562 | 0.179 | 0.65 | 0.773 | 0.413 | 0.161 | 0.604 | 0.991
2024-07-19 10:00 | 0.4 | 0.955 | 0.755 | 0.425 | 0.768 | 0.873 | 0.769 | 0.615 | 0.772 | 0.858 | 0.698 | 0.093 | 0.754 | 0.796 | 0.582 | 0.183 | 0.693 | 0.991
2024-07-19 11:00 | 0.484 | 0.949 | 0.82 | 0.389 | 0.814 | 0.876 | 0.81 | 0.604 | 0.812 | 0.85 | 0.774 | 0.04 | 0.804 | 0.8 | 0.671 | 0.195 | 0.728 | 0.989
2024-07-19 12:00 | 0.448 | 0.939 | 0.83 | 0.38 | 0.811 | 0.839 | 0.804 | 0.558 | 0.804 | 0.802 | 0.797 | 0.019 | 0.804 | 0.763 | 0.702 | 0.213 | 0.721 | 0.985
2024-07-19 13:00 | 0.405 | 0.931 | 0.787 | 0.37 | 0.759 | 0.768 | 0.752 | 0.51 | 0.748 | 0.707 | 0.771 | 0.015 | 0.757 | 0.692 | 0.7 | 0.248 | 0.665 | 0.986
2024-07-19 14:00 | 0.334 | 0.917 | 0.69 | 0.388 | 0.658 | 0.717 | 0.651 | 0.452 | 0.641 | 0.615 | 0.692 | 0.022 | 0.66 | 0.632 | 0.632 | 0.283 | 0.547 | 0.988
2024-07-19 15:00 | 0.2 | 0.888 | 0.53 | 0.403 | 0.498 | 0.678 | 0.492 | 0.381 | 0.476 | 0.55 | 0.559 | 0.037 | 0.507 | 0.601 | 0.503 | 0.364 | 0.369 | 0.99
2024-07-19 16:00 | 0.049 | 0.809 | 0.295 | 0.388 | 0.267 | 0.593 | 0.264 | 0.291 | 0.241 | 0.438 | 0.36 | 0.058 | 0.285 | 0.529 | 0.295 | 0.389 | 0.126 | 0.99
2024-07-19 17:00 | 0 | 0.712 | 0.013 | 0.457 | 0.01 | 0.565 | 0.008 | 0.26 | 0.004 | 0.399 | 0.1 | 0.135 | 0.018 | 0.526 | 0.056 | 0.328 | 0 | 0.988
2024-07-19 18:00 | 0 | 0.637 | 0 | 0.58 | 0 | 0.638 | 0 | 0.234 | 0 | 0.435 | 0 | 0.308 | 0 | 0.635 | 0 | 0.352 | 0 | 0.987
2024-07-19 19:00 | 0 | 0.552 | 0 | 0.661 | 0 | 0.661 | 0 | 0.204 | 0 | 0.501 | 0 | 0.496 | 0 | 0.668 | 0 | 0.395 | 0 | 0.981
2024-07-19 20:00 | 0 | 0.468 | 0 | 0.701 | 0 | 0.642 | 0 | 0.179 | 0 | 0.547 | 0 | 0.645 | 0 | 0.646 | 0 | 0.408 | 0 | 0.974
2024-07-19 21:00 | 0 | 0.413 | 0 | 0.689 | 0 | 0.62 | 0 | 0.137 | 0 | 0.545 | 0 | 0.722 | 0 | 0.622 | 0 | 0.414 | 0 | 0.965
2024-07-19 22:00 | 0 | 0.35 | 0 | 0.612 | 0 | 0.62 | 0 | 0.086 | 0 | 0.55 | 0 | 0.75 | 0 | 0.618 | 0 | 0.41 | 0 | 0.955
2024-07-19 23:00 | 0 | 0.219 | 0 | 0.54 | 0 | 0.65 | 0 | 0.108 | 0 | 0.596 | 0 | 0.726 | 0 | 0.651 | 0 | 0.41 | 0 | 0.954
2024-07-20 | 0 | 0.119 | 0 | 0.528 | 0 | 0.651 | 0 | 0.175 | 0 | 0.587 | 0 | 0.682 | 0 | 0.663 | 0 | 0.387 | 0 | 0.954
2024-07-20 01:00 | 0 | 0.08 | 0 | 0.55 | 0 | 0.61 | 0 | 0.202 | 0 | 0.516 | 0 | 0.65 | 0 | 0.644 | 0 | 0.36 | 0 | 0.953
2024-07-20 02:00 | 0 | 0.086 | 0 | 0.571 | 0 | 0.541 | 0 | 0.225 | 0 | 0.465 | 0 | 0.624 | 0 | 0.618 | 0 | 0.315 | 0 | 0.943
2024-07-20 03:00 | 0 | 0.104 | 0 | 0.566 | 0 | 0.509 | 0 | 0.255 | 0 | 0.519 | 0 | 0.621 | 0 | 0.587 | 0 | 0.251 | 0 | 0.925
2024-07-20 04:00 | 0 | 0.126 | 0 | 0.523 | 0 | 0.547 | 0 | 0.3 | 0 | 0.599 | 0 | 0.612 | 0 | 0.556 | 0 | 0.192 | 0 | 0.9
2024-07-20 05:00 | 0 | 0.186 | 0 | 0.484 | 0 | 0.631 | 0 | 0.349 | 0 | 0.629 | 0 | 0.61 | 0 | 0.544 | 0 | 0.183 | 0 | 0.85
2024-07-20 06:00 | 0 | 0.3 | 0 | 0.451 | 0 | 0.661 | 0.002 | 0.376 | 0 | 0.607 | 0 | 0.603 | 0 | 0.556 | 0 | 0.188 | 0 | 0.77
2024-07-20 07:00 | 0.059 | 0.373 | 0.195 | 0.376 | 0.204 | 0.62 | 0.271 | 0.38 | 0.214 | 0.505 | 0.053 | 0.566 | 0.257 | 0.449 | 0 | 0.179 | 0.131 | 0.656
2024-07-20 08:00 | 0.341 | 0.264 | 0.48 | 0.146 | 0.509 | 0.585 | 0.508 | 0.515 | 0.497 | 0.379 | 0.378 | 0.341 | 0.498 | 0.357 | 0.239 | 0.157 | 0.319 | 0.544
2024-07-20 09:00 | 0.575 | 0.19 | 0.662 | 0.172 | 0.681 | 0.506 | 0.67 | 0.42 | 0.665 | 0.226 | 0.579 | 0.382 | 0.664 | 0.38 | 0.469 | 0.094 | 0.475 | 0.369
2024-07-20 10:00 | 0.7 | 0.167 | 0.771 | 0.257 | 0.786 | 0.358 | 0.768 | 0.28 | 0.78 | 0.115 | 0.706 | 0.652 | 0.768 | 0.255 | 0.628 | 0.062 | 0.561 | 0.169
2024-07-20 11:00 | 0.757 | 0.168 | 0.826 | 0.212 | 0.833 | 0.245 | 0.811 | 0.179 | 0.829 | 0.061 | 0.776 | 0.611 | 0.817 | 0.175 | 0.721 | 0.067 | 0.673 | 0.039
2024-07-20 12:00 | 0.756 | 0.162 | 0.827 | 0.167 | 0.828 | 0.168 | 0.806 | 0.132 | 0.821 | 0.036 | 0.797 | 0.598 | 0.816 | 0.118 | 0.753 | 0.076 | 0.733 | 0.004
2024-07-20 13:00 | 0.708 | 0.171 | 0.779 | 0.134 | 0.774 | 0.103 | 0.753 | 0.13 | 0.764 | 0.024 | 0.77 | 0.608 | 0.768 | 0.07 | 0.732 | 0.091 | 0.683 | 0
2024-07-20 14:00 | 0.614 | 0.21 | 0.681 | 0.118 | 0.669 | 0.064 | 0.65 | 0.145 | 0.655 | 0.02 | 0.696 | 0.619 | 0.668 | 0.042 | 0.659 | 0.119 | 0.577 | 0
2024-07-20 15:00 | 0.454 | 0.33 | 0.525 | 0.115 | 0.505 | 0.049 | 0.489 | 0.18 | 0.486 | 0.027 | 0.566 | 0.622 | 0.513 | 0.03 | 0.528 | 0.121 | 0.401 | 0.009
2024-07-20 16:00 | 0.215 | 0.59 | 0.298 | 0.12 | 0.27 | 0.063 | 0.256 | 0.264 | 0.243 | 0.053 | 0.372 | 0.592 | 0.288 | 0.033 | 0.328 | 0.1 | 0.149 | 0.109
2024-07-20 17:00 | 0.001 | 0.736 | 0.017 | 0.146 | 0.01 | 0.128 | 0.007 | 0.428 | 0.004 | 0.126 | 0.113 | 0.553 | 0.019 | 0.047 | 0.081 | 0.101 | 0 | 0.278
2024-07-20 18:00 | 0 | 0.766 | 0 | 0.172 | 0 | 0.197 | 0 | 0.519 | 0 | 0.227 | 0 | 0.609 | 0 | 0.055 | 0 | 0.09 | 0 | 0.422
2024-07-20 19:00 | 0 | 0.769 | 0 | 0.188 | 0 | 0.264 | 0 | 0.494 | 0 | 0.338 | 0 | 0.674 | 0 | 0.068 | 0 | 0.069 | 0 | 0.522
2024-07-20 20:00 | 0 | 0.789 | 0 | 0.198 | 0 | 0.325 | 0 | 0.432 | 0 | 0.433 | 0 | 0.747 | 0 | 0.087 | 0 | 0.046 | 0 | 0.61
2024-07-20 21:00 | 0 | 0.82 | 0 | 0.217 | 0 | 0.391 | 0 | 0.367 | 0 | 0.489 | 0 | 0.809 | 0 | 0.106 | 0 | 0.045 | 0 | 0.684
2024-07-20 22:00 | 0 | 0.829 | 0 | 0.285 | 0 | 0.459 | 0 | 0.321 | 0 | 0.506 | 0 | 0.845 | 0 | 0.126 | 0 | 0.103 | 0 | 0.75
2024-07-20 23:00 | 0 | 0.878 | 0 | 0.415 | 0 | 0.507 | 0 | 0.289 | 0 | 0.472 | 0 | 0.856 | 0 | 0.151 | 0 | 0.271 | 0 | 0.799
2024-07-21 | 0 | 0.896 | 0 | 0.564 | 0 | 0.527 | 0 | 0.257 | 0 | 0.42 | 0 | 0.853 | 0 | 0.163 | 0 | 0.391 | 0 | 0.835
2024-07-21 01:00 | 0 | 0.913 | 0 | 0.666 | 0 | 0.506 | 0 | 0.203 | 0 | 0.377 | 0 | 0.84 | 0 | 0.142 | 0 | 0.527 | 0 | 0.857
2024-07-21 02:00 | 0 | 0.93 | 0 | 0.689 | 0 | 0.461 | 0 | 0.147 | 0 | 0.348 | 0 | 0.815 | 0 | 0.115 | 0 | 0.644 | 0 | 0.86
2024-07-21 03:00 | 0 | 0.947 | 0 | 0.658 | 0 | 0.405 | 0 | 0.103 | 0 | 0.316 | 0 | 0.782 | 0 | 0.089 | 0 | 0.729 | 0 | 0.85
2024-07-21 04:00 | 0 | 0.957 | 0 | 0.622 | 0 | 0.338 | 0 | 0.07 | 0 | 0.28 | 0 | 0.75 | 0 | 0.059 | 0 | 0.776 | 0 | 0.812
2024-07-21 05:00 | 0 | 0.962 | 0 | 0.599 | 0 | 0.265 | 0 | 0.051 | 0 | 0.246 | 0 | 0.732 | 0 | 0.025 | 0 | 0.819 | 0 | 0.682
2024-07-21 06:00 | 0 | 0.988 | 0 | 0.593 | 0 | 0.197 | 0.003 | 0.045 | 0.001 | 0.207 | 0 | 0.731 | 0 | 0.008 | 0 | 0.824 | 0 | 0.442
2024-07-21 07:00 | 0.11 | 0.99 | 0.187 | 0.562 | 0.257 | 0.119 | 0.289 | 0.03 | 0.282 | 0.124 | 0.051 | 0.732 | 0.23 | 0.003 | 0 | 0.822 | 0.245 | 0.185
2024-07-21 08:00 | 0.392 | 0.979 | 0.458 | 0.282 | 0.5 | 0.083 | 0.517 | 0.038 | 0.518 | 0.117 | 0.369 | 0.612 | 0.476 | 0.012 | 0.098 | 0.829 | 0.476 | 0.078
2024-07-21 09:00 | 0.568 | 0.925 | 0.638 | 0.209 | 0.667 | 0.171 | 0.674 | 0.039 | 0.681 | 0.155 | 0.571 | 0.623 | 0.645 | 0.105 | 0.258 | 0.851 | 0.633 | 0.019
2024-07-21 10:00 | 0.675 | 0.944 | 0.746 | 0.498 | 0.77 | 0.158 | 0.77 | 0.027 | 0.78 | 0.176 | 0.697 | 0.902 | 0.752 | 0.115 | 0.345 | 0.899 | 0.726 | 0.001
2024-07-21 11:00 | 0.723 | 0.961 | 0.796 | 0.599 | 0.817 | 0.16 | 0.812 | 0.03 | 0.824 | 0.2 | 0.767 | 0.956 | 0.805 | 0.113 | 0.361 | 0.943 | 0.764 | 0
2024-07-21 12:00 | 0.718 | 0.968 | 0.799 | 0.563 | 0.814 | 0.183 | 0.806 | 0.041 | 0.816 | 0.241 | 0.785 | 0.974 | 0.806 | 0.112 | 0.351 | 0.968 | 0.754 | 0
2024-07-21 13:00 | 0.668 | 0.948 | 0.754 | 0.562 | 0.764 | 0.202 | 0.753 | 0.053 | 0.76 | 0.27 | 0.756 | 0.977 | 0.76 | 0.113 | 0.365 | 0.977 | 0.695 | 0.008
2024-07-21 14:00 | 0.57 | 0.885 | 0.658 | 0.59 | 0.666 | 0.209 | 0.651 | 0.062 | 0.656 | 0.278 | 0.681 | 0.965 | 0.665 | 0.117 | 0.328 | 0.981 | 0.582 | 0.046
2024-07-21 15:00 | 0.41 | 0.771 | 0.503 | 0.603 | 0.508 | 0.205 | 0.493 | 0.068 | 0.493 | 0.27 | 0.547 | 0.934 | 0.513 | 0.121 | 0.347 | 0.977 | 0.407 | 0.092
2024-07-21 16:00 | 0.182 | 0.675 | 0.277 | 0.576 | 0.28 | 0.199 | 0.266 | 0.083 | 0.26 | 0.248 | 0.348 | 0.869 | 0.293 | 0.125 | 0.143 | 0.957 | 0.157 | 0.157
2024-07-21 17:00 | 0 | 0.602 | 0.014 | 0.68 | 0.013 | 0.249 | 0.009 | 0.192 | 0.006 | 0.296 | 0.092 | 0.859 | 0.022 | 0.163 | 0.012 | 0.954 | 0 | 0.219
2024-07-21 18:00 | 0 | 0.45 | 0 | 0.766 | 0 | 0.273 | 0 | 0.348 | 0 | 0.309 | 0 | 0.903 | 0 | 0.185 | 0 | 0.96 | 0 | 0.231
2024-07-21 19:00 | 0 | 0.382 | 0 | 0.804 | 0 | 0.266 | 0 | 0.428 | 0 | 0.286 | 0 | 0.896 | 0 | 0.172 | 0 | 0.964 | 0 | 0.201
2024-07-21 20:00 | 0 | 0.413 | 0 | 0.814 | 0 | 0.25 | 0 | 0.438 | 0 | 0.264 | 0 | 0.858 | 0 | 0.138 | 0 | 0.968 | 0 | 0.128
2024-07-21 21:00 | 0 | 0.351 | 0 | 0.8 | 0 | 0.225 | 0 | 0.41 | 0 | 0.244 | 0 | 0.782 | 0 | 0.1 | 0 | 0.973 | 0 | 0.073
2024-07-21 22:00 | 0 | 0.206 | 0 | 0.759 | 0 | 0.189 | 0 | 0.379 | 0 | 0.227 | 0 | 0.685 | 0 | 0.067 | 0 | 0.978 | 0 | 0.079
2024-07-21 23:00 | 0 | 0.122 | 0 | 0.757 | 0 | 0.171 | 0 | 0.34 | 0 | 0.223 | 0 | 0.589 | 0 | 0.052 | 0 | 0.981 | 0 | 0.311
2024-07-22 | 0 | 0.175 | 0 | 0.763 | 0 | 0.163 | 0 | 0.305 | 0 | 0.206 | 0 | 0.501 | 0 | 0.048 | 0 | 0.983 | 0 | 0.51
2024-07-22 01:00 | 0 | 0.384 | 0 | 0.762 | 0 | 0.155 | 0 | 0.284 | 0 | 0.184 | 0 | 0.406 | 0 | 0.045 | 0 | 0.986 | 0 | 0.557
2024-07-22 02:00 | 0 | 0.7 | 0 | 0.753 | 0 | 0.145 | 0 | 0.266 | 0 | 0.155 | 0 | 0.374 | 0 | 0.037 | 0 | 0.988 | 0 | 0.55
2024-07-22 03:00 | 0 | 0.835 | 0 | 0.744 | 0 | 0.144 | 0 | 0.255 | 0 | 0.126 | 0 | 0.38 | 0 | 0.034 | 0 | 0.988 | 0 | 0.541
2024-07-22 04:00 | 0 | 0.901 | 0 | 0.732 | 0 | 0.151 | 0 | 0.251 | 0 | 0.106 | 0 | 0.404 | 0 | 0.031 | 0 | 0.988 | 0 | 0.556
2024-07-22 05:00 | 0 | 0.936 | 0 | 0.723 | 0 | 0.146 | 0 | 0.259 | 0 | 0.09 | 0 | 0.403 | 0 | 0.025 | 0 | 0.99 | 0 | 0.571
2024-07-22 06:00 | 0 | 0.939 | 0 | 0.713 | 0 | 0.138 | 0.005 | 0.285 | 0.001 | 0.076 | 0 | 0.404 | 0 | 0.022 | 0 | 0.989 | 0 | 0.58
2024-07-22 07:00 | 0.053 | 0.933 | 0.159 | 0.661 | 0.274 | 0.128 | 0.305 | 0.237 | 0.298 | 0.06 | 0.025 | 0.394 | 0.249 | 0.022 | 0 | 0.981 | 0.226 | 0.542
2024-07-22 08:00 | 0.287 | 0.918 | 0.43 | 0.493 | 0.51 | 0.075 | 0.526 | 0.164 | 0.527 | 0.024 | 0.277 | 0.222 | 0.489 | 0.013 | 0.056 | 0.982 | 0.454 | 0.333
2024-07-22 09:00 | 0.48 | 0.924 | 0.616 | 0.58 | 0.672 | 0.233 | 0.675 | 0.432 | 0.683 | 0.193 | 0.495 | 0.142 | 0.655 | 0.084 | 0.123 | 0.986 | 0.609 | 0.159
2024-07-22 10:00 | 0.6 | 0.943 | 0.725 | 0.908 | 0.77 | 0.442 | 0.765 | 0.548 | 0.778 | 0.362 | 0.637 | 0.399 | 0.753 | 0.347 | 0.099 | 0.989 | 0.7 | 0.085
2024-07-22 11:00 | 0.675 | 0.957 | 0.784 | 0.968 | 0.815 | 0.553 | 0.806 | 0.559 | 0.821 | 0.494 | 0.737 | 0.682 | 0.8 | 0.493 | 0.104 | 0.984 | 0.739 | 0.12
2024-07-22 12:00 | 0.692 | 0.968 | 0.785 | 0.987 | 0.809 | 0.574 | 0.8 | 0.537 | 0.814 | 0.554 | 0.761 | 0.867 | 0.801 | 0.505 | 0.175 | 0.984 | 0.732 | 0.222
2024-07-22 13:00 | 0.647 | 0.986 | 0.739 | 0.991 | 0.759 | 0.615 | 0.749 | 0.522 | 0.76 | 0.586 | 0.737 | 0.936 | 0.755 | 0.535 | 0.367 | 0.985 | 0.672 | 0.354
2024-07-22 14:00 | 0.552 | 0.99 | 0.641 | 0.989 | 0.658 | 0.684 | 0.646 | 0.519 | 0.655 | 0.614 | 0.667 | 0.966 | 0.658 | 0.574 | 0.279 | 0.988 | 0.555 | 0.503
2024-07-22 15:00 | 0.397 | 0.991 | 0.482 | 0.988 | 0.501 | 0.741 | 0.491 | 0.526 | 0.493 | 0.644 | 0.54 | 0.986 | 0.506 | 0.606 | 0.086 | 0.978 | 0.368 | 0.666
2024-07-22 16:00 | 0.176 | 0.991 | 0.253 | 0.991 | 0.276 | 0.669 | 0.268 | 0.466 | 0.261 | 0.573 | 0.342 | 0.991 | 0.288 | 0.498 | 0.025 | 0.969 | 0.115 | 0.755
2024-07-22 17:00 | 0 | 0.99 | 0.011 | 0.99 | 0.013 | 0.601 | 0.01 | 0.409 | 0.006 | 0.547 | 0.085 | 0.985 | 0.022 | 0.479 | 0.001 | 0.97 | 0 | 0.759
2024-07-22 18:00 | 0 | 0.985 | 0 | 0.985 | 0 | 0.645 | 0 | 0.365 | 0 | 0.549 | 0 | 0.976 | 0 | 0.562 | 0 | 0.977 | 0 | 0.743
2024-07-22 19:00 | 0 | 0.979 | 0 | 0.967 | 0 | 0.715 | 0 | 0.342 | 0 | 0.528 | 0 | 0.971 | 0 | 0.613 | 0 | 0.984 | 0 | 0.723
2024-07-22 20:00 | 0 | 0.982 | 0 | 0.943 | 0 | 0.75 | 0 | 0.379 | 0 | 0.528 | 0 | 0.956 | 0 | 0.611 | 0 | 0.984 | 0 | 0.753
2024-07-22 21:00 | 0 | 0.983 | 0 | 0.93 | 0 | 0.752 | 0 | 0.457 | 0 | 0.547 | 0 | 0.951 | 0 | 0.58 | 0 | 0.973 | 0 | 0.788
2024-07-22 22:00 | 0 | 0.99 | 0 | 0.948 | 0 | 0.74 | 0 | 0.559 | 0 | 0.56 | 0 | 0.923 | 0 | 0.546 | 0 | 0.96 | 0 | 0.781
2024-07-22 23:00 | 0 | 0.988 | 0 | 0.959 | 0 | 0.777 | 0 | 0.648 | 0 | 0.618 | 0 | 0.873 | 0 | 0.611 | 0 | 0.953 | 0 | 0.728
2024-07-23 | 0 | 0.989 | 0 | 0.95 | 0 | 0.814 | 0 | 0.728 | 0 | 0.68 | 0 | 0.819 | 0 | 0.722 | 0 | 0.94 | 0 | 0.618
2024-07-23 01:00 | 0 | 0.991 | 0 | 0.938 | 0 | 0.825 | 0 | 0.778 | 0 | 0.698 | 0 | 0.677 | 0 | 0.782 | 0 | 0.903 | 0 | 0.529
2024-07-23 02:00 | 0 | 0.991 | 0 | 0.941 | 0 | 0.82 | 0 | 0.805 | 0 | 0.697 | 0 | 0.435 | 0 | 0.781 | 0 | 0.835 | 0 | 0.566
2024-07-23 03:00 | 0 | 0.98 | 0 | 0.921 | 0 | 0.819 | 0 | 0.803 | 0 | 0.762 | 0 | 0.358 | 0 | 0.786 | 0 | 0.748 | 0 | 0.702
2024-07-23 04:00 | 0 | 0.97 | 0 | 0.876 | 0 | 0.858 | 0 | 0.787 | 0 | 0.807 | 0 | 0.332 | 0 | 0.82 | 0 | 0.673 | 0 | 0.756
2024-07-23 05:00 | 0 | 0.941 | 0 | 0.745 | 0 | 0.84 | 0 | 0.766 | 0 | 0.816 | 0 | 0.234 | 0 | 0.809 | 0 | 0.707 | 0 | 0.746
2024-07-23 06:00 | 0 | 0.963 | 0 | 0.463 | 0 | 0.793 | 0.003 | 0.718 | 0 | 0.796 | 0 | 0.138 | 0 | 0.777 | 0 | 0.718 | 0 | 0.69
2024-07-23 07:00 | 0.027 | 0.986 | 0.048 | 0.331 | 0.258 | 0.712 | 0.273 | 0.524 | 0.258 | 0.682 | 0.002 | 0.076 | 0.234 | 0.697 | 0 | 0.688 | 0.231 | 0.582
2024-07-23 08:00 | 0.142 | 0.991 | 0.201 | 0.392 | 0.511 | 0.886 | 0.501 | 0.364 | 0.512 | 0.831 | 0.093 | 0.027 | 0.492 | 0.86 | 0.07 | 0.61 | 0.459 | 0.568
2024-07-23 09:00 | 0.252 | 0.991 | 0.587 | 0.24 | 0.688 | 0.884 | 0.659 | 0.553 | 0.688 | 0.861 | 0.381 | 0.005 | 0.668 | 0.86 | 0.173 | 0.557 | 0.618 | 0.613
2024-07-23 10:00 | 0.456 | 0.989 | 0.766 | 0.125 | 0.796 | 0.826 | 0.756 | 0.439 | 0.794 | 0.807 | 0.67 | 0.001 | 0.776 | 0.788 | 0.211 | 0.692 | 0.717 | 0.593
2024-07-23 11:00 | 0.623 | 0.99 | 0.827 | 0.089 | 0.844 | 0.752 | 0.797 | 0.379 | 0.838 | 0.737 | 0.768 | 0 | 0.822 | 0.707 | 0.315 | 0.802 | 0.757 | 0.623
2024-07-23 12:00 | 0.672 | 0.991 | 0.834 | 0.092 | 0.841 | 0.614 | 0.79 | 0.424 | 0.832 | 0.686 | 0.812 | 0 | 0.824 | 0.556 | 0.287 | 0.84 | 0.747 | 0.7
2024-07-23 13:00 | 0.653 | 0.979 | 0.789 | 0.092 | 0.789 | 0.436 | 0.738 | 0.416 | 0.776 | 0.602 | 0.787 | 0 | 0.778 | 0.335 | 0.315 | 0.865 | 0.685 | 0.707
2024-07-23 14:00 | 0.576 | 0.939 | 0.689 | 0.062 | 0.684 | 0.325 | 0.64 | 0.328 | 0.669 | 0.436 | 0.709 | 0 | 0.676 | 0.198 | 0.369 | 0.884 | 0.567 | 0.675
2024-07-23 15:00 | 0.428 | 0.853 | 0.53 | 0.017 | 0.523 | 0.257 | 0.483 | 0.207 | 0.504 | 0.251 | 0.573 | 0.001 | 0.524 | 0.148 | 0.23 | 0.884 | 0.385 | 0.61
2024-07-23 16:00 | 0.198 | 0.618 | 0.298 | 0.001 | 0.294 | 0.193 | 0.257 | 0.142 | 0.27 | 0.148 | 0.37 | 0.002 | 0.304 | 0.139 | 0.131 | 0.858 | 0.133 | 0.545
2024-07-23 17:00 | 0.001 | 0.391 | 0.018 | 0.004 | 0.015 | 0.224 | 0.009 | 0.167 | 0.007 | 0.134 | 0.108 | 0.002 | 0.026 | 0.218 | 0.03 | 0.836 | 0 | 0.457
2024-07-23 18:00 | 0 | 0.213 | 0 | 0.021 | 0 | 0.254 | 0 | 0.16 | 0 | 0.134 | 0 | 0.001 | 0 | 0.337 | 0 | 0.831 | 0 | 0.305
2024-07-23 19:00 | 0 | 0.084 | 0 | 0.017 | 0 | 0.243 | 0 | 0.135 | 0 | 0.134 | 0 | 0 | 0 | 0.42 | 0 | 0.817 | 0 | 0.175
2024-07-23 20:00 | 0 | 0.017 | 0 | 0.003 | 0 | 0.192 | 0 | 0.114 | 0 | 0.119 | 0 | 0 | 0 | 0.41 | 0 | 0.773 | 0 | 0.088
2024-07-23 21:00 | 0 | 0.014 | 0 | 0.001 | 0 | 0.117 | 0 | 0.09 | 0 | 0.088 | 0 | 0 | 0 | 0.328 | 0 | 0.756 | 0 | 0.048
2024-07-23 22:00 | 0 | 0.152 | 0 | 0.001 | 0 | 0.06 | 0 | 0.118 | 0 | 0.068 | 0 | 0.001 | 0 | 0.249 | 0 | 0.762 | 0 | 0.036
2024-07-23 23:00 | 0 | 0.435 | 0 | 0.005 | 0 | 0.037 | 0 | 0.309 | 0 | 0.111 | 0 | 0.017 | 0 | 0.163 | 0 | 0.776 | 0 | 0.043
2024-07-24 | 0 | 0.663 | 0 | 0.022 | 0 | 0.036 | 0 | 0.557 | 0 | 0.203 | 0 | 0.085 | 0 | 0.125 | 0 | 0.79 | 0 | 0.08
2024-07-24 01:00 | 0 | 0.78 | 0 | 0.063 | 0 | 0.049 | 0 | 0.583 | 0 | 0.281 | 0 | 0.204 | 0 | 0.111 | 0 | 0.795 | 0 | 0.137
2024-07-24 02:00 | 0 | 0.824 | 0 | 0.117 | 0 | 0.072 | 0 | 0.54 | 0 | 0.225 | 0 | 0.349 | 0 | 0.121 | 0 | 0.797 | 0 | 0.204
2024-07-24 03:00 | 0 | 0.844 | 0 | 0.176 | 0 | 0.107 | 0 | 0.532 | 0 | 0.162 | 0 | 0.467 | 0 | 0.158 | 0 | 0.812 | 0 | 0.274
2024-07-24 04:00 | 0 | 0.841 | 0 | 0.233 | 0 | 0.131 | 0 | 0.556 | 0 | 0.115 | 0 | 0.574 | 0 | 0.192 | 0 | 0.837 | 0 | 0.337
2024-07-24 05:00 | 0 | 0.81 | 0 | 0.287 | 0 | 0.139 | 0 | 0.615 | 0 | 0.086 | 0 | 0.657 | 0 | 0.231 | 0 | 0.836 | 0 | 0.386
2024-07-24 06:00 | 0 | 0.808 | 0 | 0.333 | 0 | 0.16 | 0.003 | 0.602 | 0 | 0.07 | 0 | 0.711 | 0 | 0.292 | 0 | 0.85 | 0 | 0.425
2024-07-24 07:00 | 0.11 | 0.809 | 0.205 | 0.36 | 0.256 | 0.167 | 0.253 | 0.466 | 0.255 | 0.084 | 0.057 | 0.715 | 0.226 | 0.291 | 0 | 0.851 | 0.19 | 0.454
2024-07-24 08:00 | 0.383 | 0.857 | 0.466 | 0.192 | 0.494 | 0.105 | 0.497 | 0.402 | 0.495 | 0.068 | 0.371 | 0.444 | 0.468 | 0.169 | 0.037 | 0.893 | 0.43 | 0.406
2024-07-24 09:00 | 0.562 | 0.881 | 0.646 | 0.062 | 0.659 | 0.079 | 0.656 | 0.298 | 0.657 | 0.153 | 0.571 | 0.201 | 0.637 | 0.096 | 0.173 | 0.935 | 0.599 | 0.355
2024-07-24 10:00 | 0.673 | 0.868 | 0.755 | 0.117 | 0.756 | 0.163 | 0.752 | 0.151 | 0.756 | 0.213 | 0.696 | 0.485 | 0.74 | 0.071 | 0.442 | 0.934 | 0.702 | 0.248
2024-07-24 11:00 | 0.729 | 0.872 | 0.81 | 0.182 | 0.801 | 0.34 | 0.79 | 0.038 | 0.8 | 0.302 | 0.77 | 0.413 | 0.79 | 0.149 | 0.344 | 0.913 | 0.744 | 0.162
2024-07-24 12:00 | 0.735 | 0.817 | 0.815 | 0.243 | 0.799 | 0.425 | 0.782 | 0.016 | 0.794 | 0.397 | 0.789 | 0.344 | 0.791 | 0.224 | 0.245 | 0.932 | 0.735 | 0.067
2024-07-24 13:00 | 0.691 | 0.687 | 0.771 | 0.29 | 0.75 | 0.413 | 0.73 | 0.011 | 0.742 | 0.425 | 0.76 | 0.276 | 0.746 | 0.218 | 0.212 | 0.903 | 0.673 | 0.03
2024-07-24 14:00 | 0.596 | 0.516 | 0.675 | 0.299 | 0.652 | 0.381 | 0.631 | 0.007 | 0.637 | 0.38 | 0.682 | 0.192 | 0.65 | 0.213 | 0.212 | 0.801 | 0.557 | 0.029
2024-07-24 15:00 | 0.442 | 0.379 | 0.52 | 0.252 | 0.495 | 0.337 | 0.474 | 0.005 | 0.475 | 0.317 | 0.549 | 0.142 | 0.499 | 0.201 | 0.32 | 0.698 | 0.373 | 0.051
2024-07-24 16:00 | 0.212 | 0.673 | 0.297 | 0.137 | 0.269 | 0.268 | 0.249 | 0.006 | 0.244 | 0.228 | 0.353 | 0.154 | 0.28 | 0.171 | 0.245 | 0.508 | 0.124 | 0.032
2024-07-24 17:00 | 0.001 | 0.686 | 0.02 | 0.044 | 0.012 | 0.24 | 0.009 | 0.033 | 0.006 | 0.19 | 0.102 | 0.2 | 0.021 | 0.171 | 0.05 | 0.314 | 0 | 0.002
2024-07-24 18:00 | 0 | 0.338 | 0 | 0.019 | 0 | 0.199 | 0 | 0.103 | 0 | 0.155 | 0 | 0.172 | 0 | 0.152 | 0 | 0.244 | 0 | 0.001
2024-07-24 19:00 | 0 | 0.078 | 0 | 0.028 | 0 | 0.147 | 0 | 0.166 | 0 | 0.124 | 0 | 0.082 | 0 | 0.109 | 0 | 0.197 | 0 | 0.028
2024-07-24 20:00 | 0 | 0.056 | 0 | 0.01 | 0 | 0.105 | 0 | 0.198 | 0 | 0.099 | 0 | 0.014 | 0 | 0.069 | 0 | 0.113 | 0 | 0.097
2024-07-24 21:00 | 0 | 0.155 | 0 | 0 | 0 | 0.071 | 0 | 0.186 | 0 | 0.079 | 0 | 0.015 | 0 | 0.036 | 0 | 0.062 | 0 | 0.201
2024-07-24 22:00 | 0 | 0.295 | 0 | 0 | 0 | 0.057 | 0 | 0.147 | 0 | 0.05 | 0 | 0.115 | 0 | 0.02 | 0 | 0.025 | 0 | 0.374
2024-07-24 23:00 | 0 | 0.343 | 0 | 0.005 | 0 | 0.055 | 0 | 0.105 | 0 | 0.033 | 0 | 0.334 | 0 | 0.014 | 0 | 0.007 | 0 | 0.521
2024-07-25 | 0 | 0.304 | 0 | 0.057 | 0 | 0.065 | 0 | 0.076 | 0 | 0.028 | 0 | 0.552 | 0 | 0.019 | 0 | 0 | 0 | 0.542
2024-07-25 01:00 | 0 | 0.328 | 0 | 0.154 | 0 | 0.119 | 0 | 0.061 | 0 | 0.068 | 0 | 0.682 | 0 | 0.058 | 0 | 0 | 0 | 0.514
2024-07-25 02:00 | 0 | 0.386 | 0 | 0.245 | 0 | 0.217 | 0 | 0.057 | 0 | 0.225 | 0 | 0.744 | 0 | 0.162 | 0 | 0 | 0 | 0.471
2024-07-25 03:00 | 0 | 0.486 | 0 | 0.313 | 0 | 0.327 | 0 | 0.055 | 0 | 0.459 | 0 | 0.777 | 0 | 0.302 | 0 | 0.002 | 0 | 0.429
2024-07-25 04:00 | 0 | 0.576 | 0 | 0.365 | 0 | 0.398 | 0 | 0.063 | 0 | 0.622 | 0 | 0.792 | 0 | 0.407 | 0 | 0.011 | 0 | 0.399
2024-07-25 05:00 | 0 | 0.502 | 0 | 0.43 | 0 | 0.438 | 0 | 0.117 | 0 | 0.697 | 0 | 0.804 | 0 | 0.477 | 0 | 0.037 | 0 | 0.358
2024-07-25 06:00 | 0 | 0.392 | 0 | 0.511 | 0 | 0.486 | 0.005 | 0.219 | 0.001 | 0.722 | 0 | 0.812 | 0 | 0.543 | 0 | 0.045 | 0 | 0.332
2024-07-25 07:00 | 0.028 | 0.281 | 0.204 | 0.566 | 0.268 | 0.484 | 0.282 | 0.245 | 0.288 | 0.65 | 0.045 | 0.802 | 0.232 | 0.526 | 0 | 0.056 | 0.211 | 0.34
2024-07-25 08:00 | 0.173 | 0.133 | 0.459 | 0.379 | 0.507 | 0.22 | 0.51 | 0.098 | 0.523 | 0.291 | 0.337 | 0.585 | 0.475 | 0.222 | 0.199 | 0.07 | 0.43 | 0.307
2024-07-25 09:00 | 0.379 | 0.035 | 0.637 | 0.112 | 0.67 | 0.09 | 0.663 | 0.085 | 0.679 | 0.154 | 0.545 | 0.286 | 0.644 | 0.064 | 0.428 | 0.051 | 0.583 | 0.352
2024-07-25 10:00 | 0.614 | 0.003 | 0.742 | 0.042 | 0.763 | 0.167 | 0.754 | 0.083 | 0.767 | 0.205 | 0.675 | 0.432 | 0.743 | 0.078 | 0.589 | 0.029 | 0.675 | 0.297
2024-07-25 11:00 | 0.691 | 0 | 0.792 | 0.017 | 0.808 | 0.115 | 0.794 | 0.103 | 0.807 | 0.138 | 0.742 | 0.635 | 0.789 | 0.05 | 0.687 | 0.008 | 0.713 | 0.249
2024-07-25 12:00 | 0.704 | 0 | 0.797 | 0.011 | 0.805 | 0.077 | 0.789 | 0.106 | 0.8 | 0.117 | 0.76 | 0.724 | 0.791 | 0.037 | 0.726 | 0 | 0.698 | 0.223
2024-07-25 13:00 | 0.66 | 0.003 | 0.754 | 0.008 | 0.756 | 0.055 | 0.737 | 0.123 | 0.747 | 0.111 | 0.734 | 0.718 | 0.747 | 0.03 | 0.711 | 0 | 0.604 | 0.194
2024-07-25 14:00 | 0.572 | 0.037 | 0.657 | 0.004 | 0.654 | 0.049 | 0.63 | 0.183 | 0.642 | 0.121 | 0.655 | 0.657 | 0.649 | 0.027 | 0.643 | 0 | 0.412 | 0.162
2024-07-25 15:00 | 0.423 | 0.188 | 0.503 | 0.001 | 0.496 | 0.057 | 0.468 | 0.285 | 0.479 | 0.149 | 0.527 | 0.58 | 0.497 | 0.031 | 0.516 | 0 | 0.218 | 0.138
2024-07-25 16:00 | 0.199 | 0.487 | 0.28 | 0 | 0.269 | 0.078 | 0.238 | 0.407 | 0.246 | 0.223 | 0.335 | 0.47 | 0.279 | 0.039 | 0.324 | 0 | 0.055 | 0.13
2024-07-25 17:00 | 0.002 | 0.66 | 0.017 | 0 | 0.013 | 0.107 | 0.007 | 0.561 | 0.006 | 0.403 | 0.092 | 0.458 | 0.021 | 0.045 | 0.086 | 0 | 0 | 0.131
2024-07-25 18:00 | 0 | 0.684 | 0 | 0 | 0 | 0.155 | 0 | 0.684 | 0 | 0.6 | 0 | 0.473 | 0 | 0.042 | 0 | 0.008 | 0 | 0.154
2024-07-25 19:00 | 0 | 0.663 | 0 | 0 | 0 | 0.231 | 0 | 0.71 | 0 | 0.702 | 0 | 0.497 | 0 | 0.037 | 0 | 0.048 | 0 | 0.204
2024-07-25 20:00 | 0 | 0.662 | 0 | 0.001 | 0 | 0.343 | 0 | 0.682 | 0 | 0.714 | 0 | 0.543 | 0 | 0.04 | 0 | 0.087 | 0 | 0.253
2024-07-25 21:00 | 0 | 0.646 | 0 | 0.006 | 0 | 0.466 | 0 | 0.635 | 0 | 0.697 | 0 | 0.613 | 0 | 0.07 | 0 | 0.098 | 0 | 0.267
2024-07-25 22:00 | 0 | 0.601 | 0 | 0.056 | 0 | 0.556 | 0 | 0.604 | 0 | 0.666 | 0 | 0.693 | 0 | 0.186 | 0 | 0.077 | 0 | 0.274
2024-07-25 23:00 | 0 | 0.559 | 0 | 0.271 | 0 | 0.6 | 0 | 0.563 | 0 | 0.621 | 0 | 0.769 | 0 | 0.413 | 0 | 0.046 | 0 | 0.289
2024-07-26 | 0 | 0.538 | 0 | 0.603 | 0 | 0.575 | 0 | 0.527 | 0 | 0.578 | 0 | 0.829 | 0 | 0.552 | 0 | 0.019 | 0 | 0.337
2024-07-26 01:00 | 0 | 0.58 | 0 | 0.765 | 0 | 0.531 | 0 | 0.492 | 0 | 0.501 | 0 | 0.863 | 0 | 0.526 | 0 | 0.009 | 0 | 0.389
2024-07-26 02:00 | 0 | 0.658 | 0 | 0.801 | 0 | 0.459 | 0 | 0.461 | 0 | 0.407 | 0 | 0.881 | 0 | 0.454 | 0 | 0.007 | 0 | 0.422
2024-07-26 03:00 | 0 | 0.737 | 0 | 0.791 | 0 | 0.339 | 0 | 0.414 | 0 | 0.301 | 0 | 0.887 | 0 | 0.391 | 0 | 0.006 | 0 | 0.434
2024-07-26 04:00 | 0 | 0.802 | 0 | 0.772 | 0 | 0.228 | 0 | 0.376 | 0 | 0.233 | 0 | 0.883 | 0 | 0.343 | 0 | 0.002 | 0 | 0.449
2024-07-26 05:00 | 0 | 0.828 | 0 | 0.755 | 0 | 0.167 | 0 | 0.372 | 0 | 0.181 | 0 | 0.88 | 0 | 0.311 | 0 | 0.001 | 0 | 0.466
2024-07-26 06:00 | 0 | 0.84 | 0 | 0.722 | 0 | 0.121 | 0 | 0.313 | 0 | 0.148 | 0 | 0.858 | 0 | 0.272 | 0 | 0 | 0 | 0.503
2024-07-26 07:00 | 0.098 | 0.823 | 0.058 | 0.622 | 0.089 | 0.078 | 0.063 | 0.259 | 0.118 | 0.089 | 0.033 | 0.837 | 0.162 | 0.192 | 0.001 | 0.003 | 0.178 | 0.503
2024-07-26 08:00 | 0.348 | 0.685 | 0.313 | 0.498 | 0.428 | 0.043 | 0.264 | 0.416 | 0.455 | 0.024 | 0.287 | 0.749 | 0.418 | 0.137 | 0.203 | 0.023 | 0.406 | 0.414
2024-07-26 09:00 | 0.527 | 0.498 | 0.617 | 0.423 | 0.634 | 0.053 | 0.558 | 0.312 | 0.644 | 0.001 | 0.496 | 0.611 | 0.607 | 0.137 | 0.431 | 0.036 | 0.569 | 0.394
2024-07-26 10:00 | 0.637 | 0.401 | 0.732 | 0.376 | 0.738 | 0.043 | 0.674 | 0.22 | 0.741 | 0 | 0.63 | 0.635 | 0.717 | 0.083 | 0.588 | 0.054 | 0.667 | 0.471
2024-07-26 11:00 | 0.689 | 0.345 | 0.788 | 0.339 | 0.786 | 0.011 | 0.75 | 0.161 | 0.785 | 0 | 0.705 | 0.788 | 0.773 | 0.029 | 0.687 | 0.035 | 0.716 | 0.535
2024-07-26 12:00 | 0.692 | 0.273 | 0.789 | 0.214 | 0.784 | 0.001 | 0.767 | 0.104 | 0.779 | 0 | 0.725 | 0.856 | 0.775 | 0.007 | 0.724 | 0.006 | 0.712 | 0.578
2024-07-26 13:00 | 0.648 | 0.209 | 0.743 | 0.143 | 0.734 | 0.001 | 0.717 | 0.06 | 0.725 | 0 | 0.699 | 0.827 | 0.729 | 0.004 | 0.702 | 0 | 0.655 | 0.63
2024-07-26 14:00 | 0.546 | 0.139 | 0.648 | 0.112 | 0.633 | 0.003 | 0.615 | 0.035 | 0.625 | 0.003 | 0.639 | 0.767 | 0.634 | 0.002 | 0.628 | 0 | 0.541 | 0.68
2024-07-26 15:00 | 0.383 | 0.037 | 0.493 | 0.091 | 0.472 | 0.006 | 0.454 | 0.028 | 0.459 | 0.011 | 0.508 | 0.703 | 0.48 | 0.002 | 0.497 | 0.002 | 0.364 | 0.737
2024-07-26 16:00 | 0.157 | 0.038 | 0.268 | 0.08 | 0.243 | 0.018 | 0.225 | 0.035 | 0.224 | 0.046 | 0.312 | 0.627 | 0.258 | 0.003 | 0.295 | 0.009 | 0.126 | 0.762
2024-07-26 17:00 | 0.001 | 0.162 | 0.016 | 0.085 | 0.01 | 0.069 | 0.007 | 0.105 | 0.005 | 0.149 | 0.076 | 0.645 | 0.018 | 0.011 | 0.063 | 0.011 | 0 | 0.712
2024-07-26 18:00 | 0 | 0.403 | 0 | 0.099 | 0 | 0.101 | 0 | 0.188 | 0 | 0.184 | 0 | 0.737 | 0 | 0.014 | 0 | 0.012 | 0 | 0.621
2024-07-26 19:00 | 0 | 0.701 | 0 | 0.107 | 0 | 0.093 | 0 | 0.209 | 0 | 0.152 | 0 | 0.794 | 0 | 0.01 | 0 | 0.021 | 0 | 0.538
2024-07-26 20:00 | 0 | 0.883 | 0 | 0.107 | 0 | 0.066 | 0 | 0.186 | 0 | 0.101 | 0 | 0.834 | 0 | 0.005 | 0 | 0.026 | 0 | 0.498
2024-07-26 21:00 | 0 | 0.93 | 0 | 0.102 | 0 | 0.034 | 0 | 0.141 | 0 | 0.058 | 0 | 0.859 | 0 | 0.001 | 0 | 0.017 | 0 | 0.484
2024-07-26 22:00 | 0 | 0.933 | 0 | 0.098 | 0 | 0.012 | 0 | 0.104 | 0 | 0.027 | 0 | 0.871 | 0 | 0 | 0 | 0.004 | 0 | 0.487
2024-07-26 23:00 | 0 | 0.932 | 0 | 0.089 | 0 | 0.007 | 0 | 0.07 | 0 | 0.02 | 0 | 0.874 | 0 | 0 | 0 | 0 | 0 | 0.463
2024-07-27 | 0 | 0.932 | 0 | 0.078 | 0 | 0.008 | 0 | 0.045 | 0 | 0.026 | 0 | 0.874 | 0 | 0 | 0 | 0 | 0 | 0.396
2024-07-27 01:00 | 0 | 0.93 | 0 | 0.073 | 0 | 0.013 | 0 | 0.024 | 0 | 0.043 | 0 | 0.871 | 0 | 0.002 | 0 | 0.001 | 0 | 0.316
2024-07-27 02:00 | 0 | 0.928 | 0 | 0.071 | 0 | 0.025 | 0 | 0.006 | 0 | 0.066 | 0 | 0.863 | 0 | 0.006 | 0 | 0.009 | 0 | 0.234
2024-07-27 03:00 | 0 | 0.929 | 0 | 0.07 | 0 | 0.036 | 0 | 0.001 | 0 | 0.088 | 0 | 0.839 | 0 | 0.012 | 0 | 0.031 | 0 | 0.183
2024-07-27 04:00 | 0 | 0.92 | 0 | 0.069 | 0 | 0.046 | 0 | 0 | 0 | 0.105 | 0 | 0.774 | 0 | 0.019 | 0 | 0.062 | 0 | 0.188
2024-07-27 05:00 | 0 | 0.917 | 0 | 0.076 | 0 | 0.046 | 0 | 0 | 0 | 0.12 | 0 | 0.729 | 0 | 0.025 | 0 | 0.077 | 0 | 0.169
2024-07-27 06:00 | 0 | 0.912 | 0 | 0.086 | 0 | 0.037 | 0.004 | 0.001 | 0.001 | 0.136 | 0 | 0.698 | 0 | 0.026 | 0 | 0.079 | 0 | 0.137
2024-07-27 07:00 | 0.03 | 0.897 | 0.146 | 0.093 | 0.228 | 0.026 | 0.248 | 0.002 | 0.25 | 0.129 | 0.034 | 0.679 | 0.201 | 0.025 | 0 | 0.086 | 0.2 | 0.104
2024-07-27 08:00 | 0.178 | 0.831 | 0.381 | 0.049 | 0.472 | 0.003 | 0.482 | 0.003 | 0.49 | 0.034 | 0.3 | 0.5 | 0.445 | 0.002 | 0.046 | 0.117 | 0.427 | 0.044
2024-07-27 09:00 | 0.361 | 0.691 | 0.565 | 0.011 | 0.638 | 0.002 | 0.638 | 0.017 | 0.65 | 0.086 | 0.522 | 0.352 | 0.614 | 0 | 0.175 | 0.129 | 0.587 | 0.006
2024-07-27 10:00 | 0.537 | 0.598 | 0.697 | 0.013 | 0.739 | 0.006 | 0.736 | 0.027 | 0.747 | 0.118 | 0.653 | 0.661 | 0.718 | 0 | 0.356 | 0.165 | 0.685 | 0.004
2024-07-27 11:00 | 0.614 | 0.59 | 0.76 | 0.012 | 0.785 | 0.008 | 0.781 | 0.025 | 0.793 | 0.098 | 0.727 | 0.789 | 0.772 | 0 | 0.521 | 0.246 | 0.723 | 0.013
2024-07-27 12:00 | 0.629 | 0.425 | 0.768 | 0.011 | 0.792 | 0.007 | 0.777 | 0.018 | 0.791 | 0.076 | 0.749 | 0.735 | 0.778 | 0 | 0.593 | 0.317 | 0.717 | 0.055
2024-07-27 13:00 | 0.578 | 0.204 | 0.725 | 0.01 | 0.744 | 0.004 | 0.725 | 0.017 | 0.74 | 0.045 | 0.724 | 0.652 | 0.733 | 0 | 0.579 | 0.347 | 0.658 | 0.096
2024-07-27 14:00 | 0.485 | 0.085 | 0.628 | 0.01 | 0.643 | 0.001 | 0.62 | 0.017 | 0.635 | 0.024 | 0.645 | 0.592 | 0.635 | 0 | 0.489 | 0.349 | 0.539 | 0.137
2024-07-27 15:00 | 0.335 | 0.052 | 0.473 | 0.011 | 0.486 | 0.001 | 0.46 | 0.017 | 0.474 | 0.012 | 0.515 | 0.546 | 0.481 | 0 | 0.341 | 0.325 | 0.355 | 0.199
2024-07-27 16:00 | 0.131 | 0.137 | 0.249 | 0.015 | 0.259 | 0.001 | 0.233 | 0.017 | 0.244 | 0.011 | 0.321 | 0.48 | 0.26 | 0 | 0.166 | 0.241 | 0.115 | 0.284
2024-07-27 17:00 | 0 | 0.239 | 0.014 | 0.021 | 0.013 | 0.004 | 0.008 | 0.016 | 0.007 | 0.025 | 0.08 | 0.487 | 0.019 | 0 | 0.028 | 0.171 | 0 | 0.304
2024-07-27 18:00 | 0 | 0.488 | 0 | 0.024 | 0 | 0.011 | 0 | 0.005 | 0 | 0.047 | 0 | 0.603 | 0 | 0.002 | 0 | 0.184 | 0 | 0.274
2024-07-27 19:00 | 0 | 0.801 | 0 | 0.022 | 0 | 0.023 | 0 | 0 | 0 | 0.062 | 0 | 0.718 | 0 | 0.009 | 0 | 0.199 | 0 | 0.256
2024-07-27 20:00 | 0 | 0.921 | 0 | 0.017 | 0 | 0.039 | 0 | 0 | 0 | 0.077 | 0 | 0.795 | 0 | 0.021 | 0 | 0.208 | 0 | 0.25
2024-07-27 21:00 | 0 | 0.942 | 0 | 0.011 | 0 | 0.059 | 0 | 0 | 0 | 0.101 | 0 | 0.835 | 0 | 0.041 | 0 | 0.205 | 0 | 0.261
2024-07-27 22:00 | 0 | 0.944 | 0 | 0.006 | 0 | 0.097 | 0 | 0 | 0 | 0.14 | 0 | 0.856 | 0 | 0.078 | 0 | 0.209 | 0 | 0.279
2024-07-27 23:00 | 0 | 0.935 | 0 | 0.005 | 0 | 0.161 | 0 | 0 | 0 | 0.188 | 0 | 0.868 | 0 | 0.134 | 0 | 0.238 | 0 | 0.313
2024-07-28 | 0 | 0.934 | 0 | 0.008 | 0 | 0.236 | 0 | 0 | 0 | 0.208 | 0 | 0.869 | 0 | 0.208 | 0 | 0.289 | 0 | 0.354
2024-07-28 01:00 | 0 | 0.939 | 0 | 0.015 | 0 | 0.297 | 0 | 0 | 0 | 0.192 | 0 | 0.857 | 0 | 0.294 | 0 | 0.333 | 0 | 0.365
2024-07-28 02:00 | 0 | 0.935 | 0 | 0.027 | 0 | 0.332 | 0 | 0 | 0 | 0.162 | 0 | 0.839 | 0 | 0.372 | 0 | 0.386 | 0 | 0.347
2024-07-28 03:00 | 0 | 0.925 | 0 | 0.049 | 0 | 0.354 | 0 | 0 | 0 | 0.144 | 0 | 0.82 | 0 | 0.424 | 0 | 0.428 | 0 | 0.323
2024-07-28 04:00 | 0 | 0.909 | 0 | 0.081 | 0 | 0.37 | 0 | 0 | 0 | 0.145 | 0 | 0.801 | 0 | 0.45 | 0 | 0.475 | 0 | 0.333
2024-07-28 05:00 | 0 | 0.885 | 0 | 0.112 | 0 | 0.394 | 0 | 0.005 | 0 | 0.181 | 0 | 0.786 | 0 | 0.463 | 0 | 0.54 | 0 | 0.312
2024-07-28 06:00 | 0 | 0.85 | 0 | 0.145 | 0 | 0.42 | 0.004 | 0.036 | 0.002 | 0.249 | 0 | 0.777 | 0 | 0.467 | 0 | 0.6 | 0 | 0.286
2024-07-28 07:00 | 0.082 | 0.777 | 0.182 | 0.189 | 0.248 | 0.401 | 0.258 | 0.077 | 0.266 | 0.289 | 0.049 | 0.76 | 0.211 | 0.425 | 0 | 0.649 | 0.166 | 0.264
2024-07-28 08:00 | 0.324 | 0.481 | 0.43 | 0.14 | 0.488 | 0.176 | 0.486 | 0.032 | 0.5 | 0.144 | 0.34 | 0.611 | 0.455 | 0.162 | 0.04 | 0.693 | 0.396 | 0.218
2024-07-28 09:00 | 0.508 | 0.171 | 0.613 | 0.046 | 0.652 | 0.068 | 0.641 | 0.027 | 0.659 | 0.058 | 0.542 | 0.576 | 0.624 | 0.033 | 0.113 | 0.784 | 0.561 | 0.138
2024-07-28 10:00 | 0.62 | 0.066 | 0.723 | 0.05 | 0.748 | 0.017 | 0.735 | 0.027 | 0.749 | 0.049 | 0.672 | 0.791 | 0.725 | 0.001 | 0.172 | 0.872 | 0.664 | 0.133
2024-07-28 11:00 | 0.667 | 0.058 | 0.784 | 0.105 | 0.794 | 0.002 | 0.78 | 0.014 | 0.793 | 0.026 | 0.742 | 0.835 | 0.774 | 0 | 0.201 | 0.935 | 0.712 | 0.24
2024-07-28 12:00 | 0.673 | 0.034 | 0.789 | 0.162 | 0.792 | 0 | 0.775 | 0.005 | 0.788 | 0.009 | 0.76 | 0.872 | 0.776 | 0 | 0.244 | 0.959 | 0.707 | 0.337
2024-07-28 13:00 | 0.632 | 0.045 | 0.745 | 0.21 | 0.743 | 0 | 0.722 | 0.001 | 0.736 | 0.001 | 0.733 | 0.863 | 0.73 | 0 | 0.252 | 0.971 | 0.651 | 0.414
2024-07-28 14:00 | 0.535 | 0.074 | 0.652 | 0.237 | 0.648 | 0 | 0.625 | 0 | 0.638 | 0 | 0.659 | 0.845 | 0.637 | 0 | 0.209 | 0.975 | 0.542 | 0.471
2024-07-28 15:00 | 0.386 | 0.134 | 0.5 | 0.243 | 0.491 | 0 | 0.464 | 0 | 0.477 | 0 | 0.531 | 0.834 | 0.484 | 0.001 | 0.149 | 0.971 | 0.37 | 0.505
2024-07-28 16:00 | 0.174 | 0.256 | 0.279 | 0.243 | 0.266 | 0.001 | 0.238 | 0.001 | 0.247 | 0 | 0.339 | 0.786 | 0.264 | 0.008 | 0.058 | 0.958 | 0.135 | 0.535
2024-07-28 17:00 | 0.002 | 0.382 | 0.02 | 0.272 | 0.015 | 0.014 | 0.009 | 0.015 | 0.008 | 0.004 | 0.095 | 0.753 | 0.02 | 0.041 | 0.006 | 0.956 | 0 | 0.541
2024-07-28 18:00 | 0 | 0.628 | 0 | 0.279 | 0 | 0.045 | 0 | 0.063 | 0 | 0.015 | 0 | 0.81 | 0 | 0.063 | 0 | 0.964 | 0 | 0.522
2024-07-28 19:00 | 0 | 0.86 | 0 | 0.298 | 0 | 0.061 | 0 | 0.132 | 0 | 0.027 | 0 | 0.854 | 0 | 0.061 | 0 | 0.969 | 0 | 0.529
2024-07-28 20:00 | 0 | 0.938 | 0 | 0.323 | 0 | 0.059 | 0 | 0.188 | 0 | 0.037 | 0 | 0.868 | 0 | 0.051 | 0 | 0.975 | 0 | 0.53
2024-07-28 21:00 | 0 | 0.949 | 0 | 0.334 | 0 | 0.049 | 0 | 0.212 | 0 | 0.049 | 0 | 0.83 | 0 | 0.042 | 0 | 0.981 | 0 | 0.51
2024-07-28 22:00 | 0 | 0.938 | 0 | 0.342 | 0 | 0.034 | 0 | 0.192 | 0 | 0.062 | 0 | 0.644 | 0 | 0.031 | 0 | 0.987 | 0 | 0.492
2024-07-28 23:00 | 0 | 0.933 | 0 | 0.367 | 0 | 0.018 | 0 | 0.153 | 0 | 0.07 | 0 | 0.437 | 0 | 0.018 | 0 | 0.99 | 0 | 0.535
2024-07-29 | 0 | 0.944 | 0 | 0.408 | 0 | 0.006 | 0 | 0.123 | 0 | 0.072 | 0 | 0.526 | 0 | 0.009 | 0 | 0.991 | 0 | 0.508
2024-07-29 01:00 | 0 | 0.96 | 0 | 0.447 | 0 | 0.002 | 0 | 0.111 | 0 | 0.073 | 0 | 0.48 | 0 | 0.004 | 0 | 0.991 | 0 | 0.463
2024-07-29 02:00 | 0 | 0.976 | 0 | 0.479 | 0 | 0.001 | 0 | 0.111 | 0 | 0.07 | 0 | 0.355 | 0 | 0.003 | 0 | 0.991 | 0 | 0.455
2024-07-29 03:00 | 0 | 0.982 | 0 | 0.522 | 0 | 0.001 | 0 | 0.112 | 0 | 0.061 | 0 | 0.284 | 0 | 0.003 | 0 | 0.991 | 0 | 0.43
2024-07-29 04:00 | 0 | 0.976 | 0 | 0.588 | 0 | 0.003 | 0 | 0.106 | 0 | 0.044 | 0 | 0.227 | 0 | 0.005 | 0 | 0.989 | 0 | 0.388
2024-07-29 05:00 | 0 | 0.978 | 0 | 0.655 | 0 | 0.006 | 0 | 0.098 | 0 | 0.028 | 0 | 0.162 | 0 | 0.006 | 0 | 0.989 | 0 | 0.325
2024-07-29 06:00 | 0 | 0.963 | 0 | 0.676 | 0 | 0.011 | 0.005 | 0.094 | 0.002 | 0.018 | 0 | 0.105 | 0 | 0.004 | 0 | 0.988 | 0 | 0.249
2024-07-29 07:00 | 0.066 | 0.956 | 0.169 | 0.559 | 0.234 | 0.016 | 0.268 | 0.083 | 0.25 | 0.013 | 0.012 | 0.058 | 0.216 | 0.003 | 0 | 0.988 | 0.178 | 0.183
2024-07-29 08:00 | 0.284 | 0.925 | 0.413 | 0.178 | 0.479 | 0.009 | 0.492 | 0.067 | 0.487 | 0.002 | 0.073 | 0.076 | 0.461 | 0 | 0.098 | 0.99 | 0.408 | 0.091
2024-07-29 09:00 | 0.473 | 0.964 | 0.599 | 0.067 | 0.648 | 0.056 | 0.645 | 0.108 | 0.649 | 0.046 | 0.272 | 0.112 | 0.632 | 0 | 0.221 | 0.991 | 0.574 | 0.02
2024-07-29 10:00 | 0.602 | 0.975 | 0.716 | 0.137 | 0.75 | 0.179 | 0.739 | 0.088 | 0.747 | 0.225 | 0.552 | 0.167 | 0.735 | 0.024 | 0.307 | 0.991 | 0.677 | 0.017
2024-07-29 11:00 | 0.679 | 0.952 | 0.784 | 0.253 | 0.798 | 0.142 | 0.782 | 0.069 | 0.796 | 0.21 | 0.745 | 0.232 | 0.782 | 0.028 | 0.254 | 0.991 | 0.712 | 0.054
2024-07-29 12:00 | 0.706 | 0.927 | 0.787 | 0.481 | 0.795 | 0.142 | 0.774 | 0.054 | 0.791 | 0.187 | 0.784 | 0.265 | 0.782 | 0.032 | 0.232 | 0.989 | 0.71 | 0.066
2024-07-29 13:00 | 0.672 | 0.905 | 0.741 | 0.625 | 0.745 | 0.156 | 0.719 | 0.044 | 0.738 | 0.17 | 0.765 | 0.272 | 0.735 | 0.04 | 0.306 | 0.989 | 0.65 | 0.069
2024-07-29 14:00 | 0.584 | 0.873 | 0.64 | 0.663 | 0.643 | 0.156 | 0.613 | 0.038 | 0.631 | 0.145 | 0.692 | 0.266 | 0.636 | 0.045 | 0.339 | 0.985 | 0.524 | 0.076
2024-07-29 15:00 | 0.438 | 0.811 | 0.484 | 0.618 | 0.487 | 0.146 | 0.451 | 0.035 | 0.47 | 0.117 | 0.563 | 0.278 | 0.486 | 0.043 | 0.31 | 0.967 | 0.334 | 0.095
2024-07-29 16:00 | 0.22 | 0.623 | 0.264 | 0.449 | 0.264 | 0.115 | 0.226 | 0.028 | 0.241 | 0.091 | 0.37 | 0.302 | 0.271 | 0.033 | 0.158 | 0.93 | 0.1 | 0.083
2024-07-29 17:00 | 0.004 | 0.583 | 0.018 | 0.379 | 0.015 | 0.076 | 0.008 | 0.018 | 0.007 | 0.071 | 0.115 | 0.32 | 0.024 | 0.024 | 0.022 | 0.884 | 0 | 0.026
2024-07-29 18:00 | 0 | 0.593 | 0 | 0.358 | 0 | 0.039 | 0 | 0.009 | 0 | 0.051 | 0 | 0.352 | 0 | 0.012 | 0 | 0.822 | 0 | 0.002
2024-07-29 19:00 | 0 | 0.571 | 0 | 0.394 | 0 | 0.02 | 0 | 0.002 | 0 | 0.034 | 0 | 0.343 | 0 | 0.004 | 0 | 0.791 | 0 | 0.001
2024-07-29 20:00 | 0 | 0.491 | 0 | 0.476 | 0 | 0.015 | 0 | 0 | 0 | 0.027 | 0 | 0.325 | 0 | 0.002 | 0 | 0.751 | 0 | 0.025
2024-07-29 21:00 | 0 | 0.385 | 0 | 0.539 | 0 | 0.02 | 0 | 0 | 0 | 0.029 | 0 | 0.316 | 0 | 0.005 | 0 | 0.701 | 0 | 0.116
2024-07-29 22:00 | 0 | 0.278 | 0 | 0.537 | 0 | 0.037 | 0 | 0 | 0 | 0.034 | 0 | 0.315 | 0 | 0.03 | 0 | 0.595 | 0 | 0.231
2024-07-29 23:00 | 0 | 0.246 | 0 | 0.469 | 0 | 0.073 | 0 | 0.002 | 0 | 0.046 | 0 | 0.325 | 0 | 0.079 | 0 | 0.51 | 0 | 0.362
2024-07-30 | 0 | 0.323 | 0 | 0.386 | 0 | 0.133 | 0 | 0.013 | 0 | 0.081 | 0 | 0.32 | 0 | 0.145 | 0 | 0.481 | 0 | 0.476
2024-07-30 01:00 | 0 | 0.438 | 0 | 0.32 | 0 | 0.215 | 0 | 0.034 | 0 | 0.149 | 0 | 0.297 | 0 | 0.246 | 0 | 0.463 | 0 | 0.556
2024-07-30 02:00 | 0 | 0.553 | 0 | 0.254 | 0 | 0.31 | 0 | 0.063 | 0 | 0.249 | 0 | 0.28 | 0 | 0.374 | 0 | 0.446 | 0 | 0.623
2024-07-30 03:00 | 0 | 0.635 | 0 | 0.189 | 0 | 0.389 | 0 | 0.103 | 0 | 0.364 | 0 | 0.266 | 0 | 0.488 | 0 | 0.414 | 0 | 0.667
2024-07-30 04:00 | 0 | 0.682 | 0 | 0.146 | 0 | 0.437 | 0 | 0.145 | 0 | 0.468 | 0 | 0.254 | 0 | 0.569 | 0 | 0.367 | 0 | 0.677
2024-07-30 05:00 | 0 | 0.71 | 0 | 0.136 | 0 | 0.47 | 0 | 0.183 | 0 | 0.552 | 0 | 0.254 | 0 | 0.635 | 0 | 0.289 | 0 | 0.724
2024-07-30 06:00 | 0 | 0.726 | 0 | 0.145 | 0 | 0.495 | 0.005 | 0.237 | 0.003 | 0.618 | 0 | 0.249 | 0 | 0.668 | 0 | 0.213 | 0.001 | 0.752
2024-07-30 07:00 | 0.124 | 0.704 | 0.21 | 0.144 | 0.254 | 0.433 | 0.26 | 0.259 | 0.276 | 0.567 | 0.062 | 0.225 | 0.234 | 0.577 | 0 | 0.142 | 0.185 | 0.739
2024-07-30 08:00 | 0.372 | 0.768 | 0.466 | 0.048 | 0.492 | 0.179 | 0.49 | 0.119 | 0.509 | 0.246 | 0.342 | 0.116 | 0.475 | 0.249 | 0.143 | 0.084 | 0.408 | 0.754
2024-07-30 09:00 | 0.544 | 0.822 | 0.647 | 0.002 | 0.653 | 0.075 | 0.644 | 0.124 | 0.663 | 0.114 | 0.575 | 0.069 | 0.637 | 0.088 | 0.356 | 0.062 | 0.571 | 0.839
2024-07-30 10:00 | 0.654 | 0.765 | 0.761 | 0.005 | 0.746 | 0.064 | 0.737 | 0.128 | 0.751 | 0.098 | 0.71 | 0.002 | 0.732 | 0.02 | 0.521 | 0.037 | 0.674 | 0.775
2024-07-30 11:00 | 0.694 | 0.742 | 0.821 | 0.009 | 0.79 | 0.078 | 0.778 | 0.108 | 0.792 | 0.049 | 0.785 | 0 | 0.777 | 0.028 | 0.618 | 0.021 | 0.717 | 0.674
2024-07-30 12:00 | 0.699 | 0.744 | 0.827 | 0.024 | 0.788 | 0.073 | 0.774 | 0.064 | 0.784 | 0.02 | 0.808 | 0 | 0.779 | 0.035 | 0.634 | 0.015 | 0.713 | 0.578
2024-07-30 13:00 | 0.672 | 0.74 | 0.782 | 0.045 | 0.74 | 0.061 | 0.722 | 0.03 | 0.729 | 0.008 | 0.781 | 0.004 | 0.735 | 0.032 | 0.582 | 0.01 | 0.653 | 0.495
2024-07-30 14:00 | 0.565 | 0.726 | 0.682 | 0.074 | 0.639 | 0.05 | 0.623 | 0.015 | 0.624 | 0.002 | 0.708 | 0.02 | 0.637 | 0.03 | 0.547 | 0.005 | 0.537 | 0.442
2024-07-30 15:00 | 0.404 | 0.719 | 0.528 | 0.102 | 0.483 | 0.056 | 0.465 | 0.011 | 0.46 | 0.001 | 0.577 | 0.033 | 0.486 | 0.039 | 0.451 | 0.001 | 0.355 | 0.436
2024-07-30 16:00 | 0.169 | 0.724 | 0.306 | 0.12 | 0.258 | 0.107 | 0.241 | 0.012 | 0.228 | 0.009 | 0.383 | 0.024 | 0.269 | 0.07 | 0.272 | 0 | 0.118 | 0.445
2024-07-30 17:00 | 0.003 | 0.668 | 0.029 | 0.132 | 0.015 | 0.285 | 0.01 | 0.019 | 0.006 | 0.052 | 0.126 | 0.034 | 0.024 | 0.163 | 0.053 | 0.002 | 0 | 0.41
2024-07-30 18:00 | 0 | 0.535 | 0 | 0.145 | 0 | 0.532 | 0 | 0.038 | 0 | 0.126 | 0 | 0.069 | 0 | 0.362 | 0 | 0.017 | 0 | 0.401
2024-07-30 19:00 | 0 | 0.415 | 0 | 0.136 | 0 | 0.718 | 0 | 0.097 | 0 | 0.217 | 0 | 0.102 | 0 | 0.63 | 0 | 0.045 | 0 | 0.381
2024-07-30 20:00 | 0 | 0.301 | 0 | 0.145 | 0 | 0.793 | 0 | 0.238 | 0 | 0.323 | 0 | 0.145 | 0 | 0.776 | 0 | 0.08 | 0 | 0.355
2024-07-30 21:00 | 0 | 0.184 | 0 | 0.187 | 0 | 0.79 | 0 | 0.376 | 0 | 0.399 | 0 | 0.21 | 0 | 0.804 | 0 | 0.118 | 0 | 0.325
2024-07-30 22:00 | 0 | 0.116 | 0 | 0.244 | 0 | 0.757 | 0 | 0.476 | 0 | 0.432 | 0 | 0.28 | 0 | 0.791 | 0 | 0.155 | 0 | 0.277
2024-07-30 23:00 | 0 | 0.079 | 0 | 0.283 | 0 | 0.71 | 0 | 0.525 | 0 | 0.404 | 0 | 0.351 | 0 | 0.754 | 0 | 0.177 | 0 | 0.233
2024-07-31 | 0 | 0.068 | 0 | 0.311 | 0 | 0.675 | 0 | 0.519 | 0 | 0.356 | 0 | 0.511 | 0 | 0.722 | 0 | 0.21 | 0 | 0.211
2024-07-31 01:00 | 0 | 0.06 | 0 | 0.328 | 0 | 0.666 | 0 | 0.535 | 0 | 0.322 | 0 | 0.63 | 0 | 0.697 | 0 | 0.231 | 0 | 0.202
2024-07-31 02:00 | 0 | 0.047 | 0 | 0.32 | 0 | 0.618 | 0 | 0.548 | 0 | 0.302 | 0 | 0.653 | 0 | 0.657 | 0 | 0.251 | 0 | 0.202
2024-07-31 03:00 | 0 | 0.033 | 0 | 0.347 | 0 | 0.498 | 0 | 0.529 | 0 | 0.277 | 0 | 0.662 | 0 | 0.559 | 0 | 0.278 | 0 | 0.204
2024-07-31 04:00 | 0 | 0.017 | 0 | 0.46 | 0 | 0.325 | 0 | 0.508 | 0 | 0.231 | 0 | 0.675 | 0 | 0.432 | 0 | 0.274 | 0 | 0.194
2024-07-31 05:00 | 0 | 0.002 | 0 | 0.538 | 0 | 0.247 | 0 | 0.492 | 0 | 0.203 | 0 | 0.689 | 0 | 0.361 | 0 | 0.248 | 0 | 0.162
2024-07-31 06:00 | 0 | 0 | 0 | 0.58 | 0 | 0.265 | 0.001 | 0.459 | 0 | 0.211 | 0 | 0.678 | 0 | 0.348 | 0 | 0.252 | 0 | 0.118
2024-07-31 07:00 | 0.013 | 0.001 | 0.22 | 0.568 | 0.23 | 0.291 | 0.095 | 0.507 | 0.145 | 0.197 | 0.066 | 0.646 | 0.21 | 0.32 | 0.004 | 0.271 | 0.105 | 0.068
2024-07-31 08:00 | 0.096 | 0.012 | 0.471 | 0.274 | 0.467 | 0.175 | 0.44 | 0.581 | 0.462 | 0.105 | 0.36 | 0.357 | 0.45 | 0.179 | 0.247 | 0.259 | 0.285 | 0.031
2024-07-31 09:00 | 0.283 | 0.06 | 0.647 | 0.164 | 0.628 | 0.225 | 0.616 | 0.57 | 0.63 | 0.155 | 0.559 | 0.115 | 0.615 | 0.194 | 0.471 | 0.21 | 0.412 | 0.014
2024-07-31 10:00 | 0.436 | 0.149 | 0.751 | 0.186 | 0.728 | 0.256 | 0.724 | 0.472 | 0.728 | 0.176 | 0.681 | 0.121 | 0.716 | 0.218 | 0.625 | 0.174 | 0.468 | 0.011
2024-07-31 11:00 | 0.532 | 0.2 | 0.801 | 0.16 | 0.773 | 0.249 | 0.769 | 0.367 | 0.771 | 0.142 | 0.747 | 0.169 | 0.762 | 0.2 | 0.714 | 0.138 | 0.541 | 0.01
2024-07-31 12:00 | 0.669 | 0.217 | 0.803 | 0.175 | 0.771 | 0.23 | 0.763 | 0.314 | 0.766 | 0.123 | 0.764 | 0.228 | 0.763 | 0.159 | 0.752 | 0.071 | 0.51 | 0.02
2024-07-31 13:00 | 0.668 | 0.265 | 0.756 | 0.208 | 0.721 | 0.209 | 0.71 | 0.305 | 0.712 | 0.123 | 0.733 | 0.329 | 0.717 | 0.118 | 0.737 | 0.023 | 0.431 | 0.055
2024-07-31 14:00 | 0.577 | 0.374 | 0.656 | 0.245 | 0.623 | 0.18 | 0.612 | 0.328 | 0.614 | 0.127 | 0.66 | 0.432 | 0.622 | 0.085 | 0.673 | 0.004 | 0.312 | 0.114
2024-07-31 15:00 | 0.408 | 0.575 | 0.499 | 0.263 | 0.463 | 0.155 | 0.451 | 0.367 | 0.447 | 0.134 | 0.526 | 0.502 | 0.468 | 0.064 | 0.549 | 0 | 0.228 | 0.22
2024-07-31 16:00 | 0.209 | 0.773 | 0.276 | 0.231 | 0.238 | 0.157 | 0.224 | 0.398 | 0.215 | 0.169 | 0.328 | 0.47 | 0.25 | 0.052 | 0.359 | 0.003 | 0.089 | 0.343
2024-07-31 17:00 | 0.004 | 0.845 | 0.022 | 0.195 | 0.013 | 0.241 | 0.009 | 0.423 | 0.006 | 0.281 | 0.086 | 0.358 | 0.02 | 0.062 | 0.107 | 0.072 | 0 | 0.42
2024-07-31 18:00 | 0 | 0.804 | 0 | 0.166 | 0 | 0.35 | 0 | 0.457 | 0 | 0.364 | 0 | 0.246 | 0 | 0.119 | 0 | 0.239 | 0 | 0.437
2024-07-31 19:00 | 0 | 0.789 | 0 | 0.166 | 0 | 0.496 | 0 | 0.421 | 0 | 0.445 | 0 | 0.219 | 0 | 0.277 | 0 | 0.384 | 0 | 0.454
2024-07-31 20:00 | 0 | 0.773 | 0 | 0.204 | 0 | 0.625 | 0 | 0.398 | 0 | 0.512 | 0 | 0.315 | 0 | 0.479 | 0 | 0.458 | 0 | 0.432
2024-07-31 21:00 | 0 | 0.746 | 0 | 0.309 | 0 | 0.698 | 0 | 0.433 | 0 | 0.502 | 0 | 0.524 | 0 | 0.574 | 0 | 0.491 | 0 | 0.4
2024-07-31 22:00 | 0 | 0.727 | 0 | 0.486 | 0 | 0.688 | 0 | 0.434 | 0 | 0.457 | 0 | 0.739 | 0 | 0.519 | 0 | 0.468 | 0 | 0.387
2024-07-31 23:00 | 0 | 0.69 | 0 | 0.618 | 0 | 0.624 | 0 | 0.425 | 0 | 0.414 | 0 | 0.843 | 0 | 0.432 | 0 | 0.392 | 0 | 0.377
2024-08-01 | 0 | 0.656 | 0 | 0.687 | 0 | 0.586 | 0 | 0.466 | 0 | 0.395 | 0 | 0.86 | 0 | 0.408 | 0 | 0.275 | 0 | 0.382
2024-08-01 01:00 | 0 | 0.599 | 0 | 0.737 | 0 | 0.567 | 0 | 0.452 | 0 | 0.375 | 0 | 0.84 | 0 | 0.41 | 0 | 0.178 | 0 | 0.423
2024-08-01 02:00 | 0 | 0.488 | 0 | 0.779 | 0 | 0.566 | 0 | 0.403 | 0 | 0.351 | 0 | 0.789 | 0 | 0.422 | 0 | 0.107 | 0 | 0.491
2024-08-01 03:00 | 0 | 0.341 | 0 | 0.809 | 0 | 0.577 | 0 | 0.37 | 0 | 0.343 | 0 | 0.73 | 0 | 0.435 | 0 | 0.056 | 0 | 0.567
2024-08-01 04:00 | 0 | 0.265 | 0 | 0.806 | 0 | 0.596 | 0 | 0.357 | 0 | 0.3 | 0 | 0.672 | 0 | 0.454 | 0 | 0.02 | 0 | 0.633
2024-08-01 05:00 | 0 | 0.291 | 0 | 0.792 | 0 | 0.555 | 0 | 0.343 | 0 | 0.225 | 0 | 0.653 | 0 | 0.442 | 0 | 0.006 | 0 | 0.683
2024-08-01 06:00 | 0 | 0.352 | 0 | 0.778 | 0 | 0.459 | 0.001 | 0.323 | 0 | 0.166 | 0 | 0.687 | 0 | 0.401 | 0 | 0.001 | 0 | 0.733
2024-08-01 07:00 | 0.052 | 0.427 | 0.13 | 0.722 | 0.057 | 0.289 | 0.101 | 0.225 | 0.085 | 0.093 | 0.037 | 0.71 | 0.156 | 0.306 | 0.004 | 0 | 0.161 | 0.75
2024-08-01 08:00 | 0.178 | 0.313 | 0.376 | 0.604 | 0.186 | 0.227 | 0.296 | 0.266 | 0.337 | 0.124 | 0.278 | 0.516 | 0.382 | 0.295 | 0.223 | 0 | 0.385 | 0.732
2024-08-01 09:00 | 0.287 | 0.183 | 0.562 | 0.839 | 0.489 | 0.513 | 0.574 | 0.218 | 0.597 | 0.257 | 0.488 | 0.486 | 0.588 | 0.413 | 0.42 | 0 | 0.548 | 0.792
2024-08-01 10:00 | 0.356 | 0.145 | 0.677 | 0.926 | 0.713 | 0.479 | 0.689 | 0.133 | 0.721 | 0.283 | 0.629 | 0.505 | 0.699 | 0.379 | 0.551 | 0.001 | 0.646 | 0.812
2024-08-01 11:00 | 0.403 | 0.342 | 0.75 | 0.904 | 0.773 | 0.484 | 0.72 | 0.089 | 0.773 | 0.35 | 0.722 | 0.456 | 0.753 | 0.395 | 0.68 | 0.007 | 0.682 | 0.778
2024-08-01 12:00 | 0.42 | 0.544 | 0.753 | 0.871 | 0.774 | 0.51 | 0.729 | 0.061 | 0.774 | 0.413 | 0.74 | 0.395 | 0.755 | 0.42 | 0.722 | 0.018 | 0.678 | 0.753
2024-08-01 13:00 | 0.383 | 0.59 | 0.705 | 0.85 | 0.723 | 0.525 | 0.675 | 0.042 | 0.721 | 0.444 | 0.708 | 0.382 | 0.707 | 0.437 | 0.701 | 0.035 | 0.621 | 0.772
2024-08-01 14:00 | 0.299 | 0.471 | 0.6 | 0.843 | 0.617 | 0.513 | 0.537 | 0.033 | 0.611 | 0.433 | 0.637 | 0.413 | 0.606 | 0.454 | 0.617 | 0.054 | 0.508 | 0.813
2024-08-01 15:00 | 0.189 | 0.39 | 0.44 | 0.834 | 0.454 | 0.481 | 0.404 | 0.032 | 0.444 | 0.387 | 0.51 | 0.445 | 0.448 | 0.459 | 0.489 | 0.063 | 0.334 | 0.855
2024-08-01 16:00 | 0.074 | 0.494 | 0.217 | 0.777 | 0.224 | 0.411 | 0.178 | 0.045 | 0.211 | 0.296 | 0.315 | 0.434 | 0.228 | 0.42 | 0.273 | 0.059 | 0.111 | 0.895
2024-08-01 17:00 | 0 | 0.58 | 0.013 | 0.81 | 0.011 | 0.338 | 0.005 | 0.116 | 0.006 | 0.2 | 0.08 | 0.41 | 0.017 | 0.354 | 0.071 | 0.041 | 0 | 0.91
2024-08-01 18:00 | 0 | 0.529 | 0 | 0.842 | 0 | 0.316 | 0 | 0.218 | 0 | 0.156 | 0 | 0.442 | 0 | 0.313 | 0 | 0.03 | 0 | 0.896
2024-08-01 19:00 | 0 | 0.411 | 0 | 0.841 | 0 | 0.311 | 0 | 0.291 | 0 | 0.156 | 0 | 0.464 | 0 | 0.279 | 0 | 0.02 | 0 | 0.868
2024-08-01 20:00 | 0 | 0.289 | 0 | 0.823 | 0 | 0.32 | 0 | 0.311 | 0 | 0.202 | 0 | 0.464 | 0 | 0.277 | 0 | 0.013 | 0 | 0.847
2024-08-01 21:00 | 0 | 0.316 | 0 | 0.756 | 0 | 0.334 | 0 | 0.292 | 0 | 0.28 | 0 | 0.423 | 0 | 0.292 | 0 | 0.008 | 0 | 0.823
2024-08-01 22:00 | 0 | 0.432 | 0 | 0.644 | 0 | 0.344 | 0 | 0.251 | 0 | 0.343 | 0 | 0.374 | 0 | 0.308 | 0 | 0.003 | 0 | 0.783
2024-08-01 23:00 | 0 | 0.525 | 0 | 0.498 | 0 | 0.356 | 0 | 0.201 | 0 | 0.369 | 0 | 0.386 | 0 | 0.322 | 0 | 0.002 | 0 | 0.713
2024-08-02 | 0 | 0.592 | 0 | 0.314 | 0 | 0.381 | 0 | 0.167 | 0 | 0.355 | 0 | 0.41 | 0 | 0.332 | 0 | 0.002 | 0 | 0.619
2024-08-02 01:00 | 0 | 0.668 | 0 | 0.168 | 0 | 0.42 | 0 | 0.128 | 0 | 0.312 | 0 | 0.401 | 0 | 0.325 | 0 | 0.001 | 0 | 0.54
2024-08-02 02:00 | 0 | 0.69 | 0 | 0.105 | 0 | 0.45 | 0 | 0.093 | 0 | 0.278 | 0 | 0.394 | 0 | 0.302 | 0 | 0.001 | 0 | 0.484
2024-08-02 03:00 | 0 | 0.698 | 0 | 0.112 | 0 | 0.468 | 0 | 0.091 | 0 | 0.283 | 0 | 0.376 | 0 | 0.285 | 0 | 0.001 | 0 | 0.442
2024-08-02 04:00 | 0 | 0.701 | 0 | 0.144 | 0 | 0.488 | 0 | 0.114 | 0 | 0.251 | 0 | 0.335 | 0 | 0.283 | 0 | 0.001 | 0 | 0.272
2024-08-02 05:00 | 0 | 0.661 | 0 | 0.168 | 0 | 0.484 | 0 | 0.133 | 0 | 0.211 | 0 | 0.264 | 0 | 0.259 | 0 | 0.002 | 0 | 0.222
2024-08-02 06:00 | 0 | 0.63 | 0 | 0.185 | 0 | 0.464 | 0.004 | 0.144 | 0 | 0.176 | 0 | 0.2 | 0 | 0.225 | 0 | 0.005 | 0.001 | 0.225
2024-08-02 07:00 | 0.04 | 0.577 | 0.102 | 0.176 | 0.121 | 0.341 | 0.207 | 0.107 | 0.089 | 0.105 | 0.069 | 0.139 | 0.116 | 0.15 | 0.002 | 0.014 | 0.151 | 0.23
2024-08-02 08:00 | 0.202 | 0.567 | 0.32 | 0.077 | 0.345 | 0.281 | 0.449 | 0.077 | 0.296 | 0.086 | 0.369 | 0.037 | 0.336 | 0.135 | 0.188 | 0.025 | 0.362 | 0.259
2024-08-02 09:00 | 0.389 | 0.509 | 0.564 | 0.059 | 0.6 | 0.398 | 0.606 | 0.054 | 0.625 | 0.145 | 0.576 | 0.002 | 0.564 | 0.332 | 0.423 | 0.023 | 0.53 | 0.294
2024-08-02 10:00 | 0.609 | 0.382 | 0.682 | 0.147 | 0.708 | 0.513 | 0.703 | 0.029 | 0.728 | 0.192 | 0.702 | 0 | 0.675 | 0.458 | 0.588 | 0.018 | 0.636 | 0.3
2024-08-02 11:00 | 0.69 | 0.302 | 0.751 | 0.348 | 0.761 | 0.534 | 0.751 | 0.026 | 0.772 | 0.201 | 0.772 | 0 | 0.74 | 0.501 | 0.698 | 0.012 | 0.685 | 0.289
2024-08-02 12:00 | 0.698 | 0.254 | 0.755 | 0.592 | 0.76 | 0.516 | 0.747 | 0.03 | 0.767 | 0.195 | 0.793 | 0.007 | 0.742 | 0.51 | 0.74 | 0.004 | 0.677 | 0.361
2024-08-02 13:00 | 0.659 | 0.216 | 0.711 | 0.733 | 0.711 | 0.489 | 0.697 | 0.034 | 0.715 | 0.183 | 0.765 | 0.044 | 0.697 | 0.494 | 0.725 | 0 | 0.613 | 0.495
2024-08-02 14:00 | 0.569 | 0.173 | 0.596 | 0.766 | 0.61 | 0.459 | 0.598 | 0.031 | 0.611 | 0.17 | 0.69 | 0.105 | 0.604 | 0.463 | 0.658 | 0 | 0.473 | 0.593
2024-08-02 15:00 | 0.425 | 0.128 | 0.443 | 0.706 | 0.452 | 0.432 | 0.443 | 0.022 | 0.449 | 0.157 | 0.554 | 0.161 | 0.453 | 0.412 | 0.531 | 0 | 0.282 | 0.638
2024-08-02 16:00 | 0.209 | 0.11 | 0.225 | 0.525 | 0.23 | 0.388 | 0.225 | 0.016 | 0.221 | 0.144 | 0.356 | 0.18 | 0.24 | 0.337 | 0.339 | 0.001 | 0.084 | 0.577
2024-08-02 17:00 | 0.006 | 0.165 | 0.015 | 0.387 | 0.013 | 0.361 | 0.011 | 0.014 | 0.008 | 0.136 | 0.106 | 0.172 | 0.021 | 0.283 | 0.091 | 0.014 | 0 | 0.442
2024-08-02 18:00 | 0 | 0.164 | 0 | 0.22 | 0 | 0.314 | 0 | 0.016 | 0 | 0.109 | 0 | 0.129 | 0 | 0.214 | 0 | 0.025 | 0 | 0.32
2024-08-02 19:00 | 0 | 0.105 | 0 | 0.084 | 0 | 0.235 | 0 | 0.025 | 0 | 0.085 | 0 | 0.059 | 0 | 0.138 | 0 | 0.02 | 0 | 0.222
2024-08-02 20:00 | 0 | 0.065 | 0 | 0.015 | 0 | 0.171 | 0 | 0.039 | 0 | 0.074 | 0 | 0.01 | 0 | 0.083 | 0 | 0.014 | 0 | 0.144
2024-08-02 21:00 | 0 | 0.074 | 0 | 0 | 0 | 0.126 | 0 | 0.061 | 0 | 0.066 | 0 | 0 | 0 | 0.052 | 0 | 0.011 | 0 | 0.099
2024-08-02 22:00 | 0 | 0.133 | 0 | 0 | 0 | 0.1 | 0 | 0.082 | 0 | 0.054 | 0 | 0.003 | 0 | 0.038 | 0 | 0.008 | 0 | 0.072
2024-08-02 23:00 | 0 | 0.207 | 0 | 0.005 | 0 | 0.093 | 0 | 0.085 | 0 | 0.041 | 0 | 0.053 | 0 | 0.042 | 0 | 0.003 | 0 | 0.067
2024-08-03 | 0 | 0.255 | 0 | 0.037 | 0 | 0.093 | 0 | 0.07 | 0 | 0.024 | 0 | 0.183 | 0 | 0.043 | 0 | 0 | 0 | 0.067
2024-08-03 01:00 | 0 | 0.281 | 0 | 0.095 | 0 | 0.118 | 0 | 0.053 | 0 | 0.012 | 0 | 0.313 | 0 | 0.047 | 0 | 0 | 0 | 0.07
2024-08-03 02:00 | 0 | 0.297 | 0 | 0.185 | 0 | 0.136 | 0 | 0.034 | 0 | 0.006 | 0 | 0.384 | 0 | 0.047 | 0 | 0.001 | 0 | 0.066
2024-08-03 03:00 | 0 | 0.294 | 0 | 0.319 | 0 | 0.146 | 0 | 0.017 | 0 | 0.004 | 0 | 0.394 | 0 | 0.045 | 0 | 0.014 | 0 | 0.039
2024-08-03 04:00 | 0 | 0.282 | 0 | 0.468 | 0 | 0.155 | 0 | 0.005 | 0 | 0.002 | 0 | 0.367 | 0 | 0.042 | 0 | 0.042 | 0 | 0.016
2024-08-03 05:00 | 0 | 0.291 | 0 | 0.566 | 0 | 0.175 | 0 | 0.001 | 0 | 0.003 | 0 | 0.347 | 0 | 0.04 | 0 | 0.064 | 0 | 0.009
2024-08-03 06:00 | 0 | 0.33 | 0 | 0.587 | 0 | 0.211 | 0.007 | 0 | 0.002 | 0.008 | 0 | 0.337 | 0 | 0.042 | 0 | 0.077 | 0 | 0.018
2024-08-03 07:00 | 0.156 | 0.388 | 0.102 | 0.519 | 0.199 | 0.234 | 0.252 | 0 | 0.231 | 0.018 | 0.025 | 0.3 | 0.182 | 0.044 | 0.002 | 0.1 | 0.135 | 0.039
2024-08-03 08:00 | 0.405 | 0.209 | 0.333 | 0.216 | 0.434 | 0.163 | 0.472 | 0 | 0.462 | 0.019 | 0.219 | 0.166 | 0.419 | 0.026 | 0.079 | 0.12 | 0.35 | 0.055
2024-08-03 09:00 | 0.585 | 0.163 | 0.518 | 0.049 | 0.598 | 0.298 | 0.62 | 0.005 | 0.618 | 0.165 | 0.427 | 0.015 | 0.585 | 0.101 | 0.17 | 0.144 | 0.516 | 0.112
2024-08-03 10:00 | 0.695 | 0.352 | 0.635 | 0.075 | 0.699 | 0.435 | 0.716 | 0.006 | 0.715 | 0.243 | 0.571 | 0.001 | 0.685 | 0.304 | 0.31 | 0.227 | 0.62 | 0.144
2024-08-03 11:00 | 0.748 | 0.524 | 0.747 | 0.334 | 0.753 | 0.403 | 0.758 | 0.005 | 0.765 | 0.232 | 0.685 | 0.002 | 0.736 | 0.312 | 0.478 | 0.339 | 0.677 | 0.133
2024-08-03 12:00 | 0.757 | 0.647 | 0.752 | 0.517 | 0.753 | 0.345 | 0.755 | 0.004 | 0.763 | 0.202 | 0.703 | 0.001 | 0.742 | 0.267 | 0.644 | 0.436 | 0.676 | 0.095
2024-08-03 13:00 | 0.716 | 0.724 | 0.707 | 0.596 | 0.706 | 0.305 | 0.706 | 0.003 | 0.712 | 0.182 | 0.666 | 0.002 | 0.7 | 0.233 | 0.686 | 0.513 | 0.614 | 0.141
2024-08-03 14:00 | 0.62 | 0.77 | 0.589 | 0.61 | 0.604 | 0.271 | 0.602 | 0.002 | 0.609 | 0.168 | 0.595 | 0.007 | 0.599 | 0.206 | 0.633 | 0.568 | 0.474 | 0.177
2024-08-03 15:00 | 0.462 | 0.789 | 0.425 | 0.529 | 0.446 | 0.239 | 0.446 | 0.001 | 0.448 | 0.151 | 0.446 | 0.017 | 0.448 | 0.185 | 0.51 | 0.597 | 0.295 | 0.127
2024-08-03 16:00 | 0.234 | 0.675 | 0.206 | 0.296 | 0.226 | 0.209 | 0.228 | 0.001 | 0.222 | 0.132 | 0.238 | 0.054 | 0.234 | 0.164 | 0.313 | 0.584 | 0.089 | 0.053
2024-08-03 17:00 | 0.008 | 0.513 | 0.012 | 0.136 | 0.013 | 0.219 | 0.012 | 0.004 | 0.008 | 0.131 | 0.041 | 0.204 | 0.02 | 0.152 | 0.065 | 0.574 | 0 | 0.008
2024-08-03 18:00 | 0 | 0.409 | 0 | 0.059 | 0 | 0.2 | 0 | 0.028 | 0 | 0.107 | 0 | 0.367 | 0 | 0.101 | 0 | 0.644 | 0 | 0
2024-08-03 19:00 | 0 | 0.329 | 0 | 0.03 | 0 | 0.161 | 0 | 0.077 | 0 | 0.076 | 0 | 0.425 | 0 | 0.054 | 0 | 0.677 | 0 | 0
2024-08-03 20:00 | 0 | 0.214 | 0 | 0.012 | 0 | 0.126 | 0 | 0.133 | 0 | 0.054 | 0 | 0.409 | 0 | 0.031 | 0 | 0.701 | 0 | 0
2024-08-03 21:00 | 0 | 0.114 | 0 | 0.002 | 0 | 0.103 | 0 | 0.179 | 0 | 0.041 | 0 | 0.381 | 0 | 0.026 | 0 | 0.688 | 0 | 0.002
2024-08-03 22:00 | 0 | 0.094 | 0 | 0 | 0 | 0.093 | 0 | 0.218 | 0 | 0.038 | 0 | 0.367 | 0 | 0.033 | 0 | 0.742 | 0 | 0.013
2024-08-03 23:00 | 0 | 0.112 | 0 | 0.001 | 0 | 0.102 | 0 | 0.236 | 0 | 0.045 | 0 | 0.341 | 0 | 0.045 | 0 | 0.794 | 0 | 0.025
2024-08-04 | 0 | 0.127 | 0 | 0.009 | 0 | 0.115 | 0 | 0.235 | 0 | 0.058 | 0 | 0.328 | 0 | 0.05 | 0 | 0.836 | 0 | 0.025
2024-08-04 01:00 | 0 | 0.145 | 0 | 0.034 | 0 | 0.114 | 0 | 0.223 | 0 | 0.064 | 0 | 0.334 | 0 | 0.046 | 0 | 0.862 | 0 | 0.021
2024-08-04 02:00 | 0 | 0.163 | 0 | 0.061 | 0 | 0.108 | 0 | 0.204 | 0 | 0.065 | 0 | 0.322 | 0 | 0.041 | 0 | 0.828 | 0 | 0.013
2024-08-04 03:00 | 0 | 0.179 | 0 | 0.071 | 0 | 0.107 | 0 | 0.177 | 0 | 0.062 | 0 | 0.28 | 0 | 0.035 | 0 | 0.858 | 0 | 0.006
2024-08-04 04:00 | 0 | 0.194 | 0 | 0.059 | 0 | 0.112 | 0 | 0.142 | 0 | 0.057 | 0 | 0.244 | 0 | 0.029 | 0 | 0.842 | 0 | 0.002
2024-08-04 05:00 | 0 | 0.266 | 0 | 0.04 | 0 | 0.134 | 0 | 0.114 | 0 | 0.054 | 0 | 0.206 | 0 | 0.027 | 0 | 0.814 | 0 | 0
2024-08-04 06:00 | 0 | 0.422 | 0 | 0.019 | 0 | 0.18 | 0.005 | 0.099 | 0.002 | 0.053 | 0 | 0.163 | 0 | 0.032 | 0 | 0.839 | 0 | 0
2024-08-04 07:00 | 0.153 | 0.577 | 0.065 | 0.006 | 0.17 | 0.223 | 0.227 | 0.079 | 0.214 | 0.053 | 0.038 | 0.135 | 0.097 | 0.047 | 0 | 0.851 | 0.103 | 0
2024-08-04 08:00 | 0.4 | 0.444 | 0.241 | 0.001 | 0.403 | 0.187 | 0.446 | 0.046 | 0.442 | 0.031 | 0.292 | 0.069 | 0.312 | 0.05 | 0.019 | 0.862 | 0.266 | 0.003
2024-08-04 09:00 | 0.582 | 0.435 | 0.429 | 0.001 | 0.573 | 0.391 | 0.596 | 0.058 | 0.599 | 0.083 | 0.517 | 0.03 | 0.535 | 0.167 | 0.067 | 0.872 | 0.425 | 0.028
2024-08-04 10:00 | 0.694 | 0.628 | 0.57 | 0.016 | 0.676 | 0.579 | 0.691 | 0.035 | 0.695 | 0.192 | 0.662 | 0.054 | 0.647 | 0.432 | 0.113 | 0.907 | 0.53 | 0.068
2024-08-04 11:00 | 0.752 | 0.717 | 0.687 | 0.125 | 0.717 | 0.573 | 0.741 | 0.017 | 0.742 | 0.22 | 0.739 | 0.074 | 0.689 | 0.481 | 0.195 | 0.936 | 0.596 | 0.076
2024-08-04 12:00 | 0.759 | 0.719 | 0.707 | 0.257 | 0.709 | 0.519 | 0.739 | 0.006 | 0.733 | 0.211 | 0.764 | 0.119 | 0.688 | 0.449 | 0.324 | 0.963 | 0.548 | 0.071
2024-08-04 13:00 | 0.642 | 0.674 | 0.669 | 0.41 | 0.653 | 0.476 | 0.691 | 0.003 | 0.674 | 0.208 | 0.743 | 0.148 | 0.638 | 0.407 | 0.36 | 0.965 | 0.49 | 0.095
2024-08-04 14:00 | 0.366 | 0.617 | 0.566 | 0.515 | 0.531 | 0.43 | 0.591 | 0.002 | 0.554 | 0.197 | 0.674 | 0.155 | 0.513 | 0.344 | 0.355 | 0.958 | 0.404 | 0.135
2024-08-04 15:00 | 0.455 | 0.635 | 0.414 | 0.558 | 0.364 | 0.376 | 0.436 | 0.001 | 0.38 | 0.176 | 0.545 | 0.151 | 0.356 | 0.279 | 0.304 | 0.936 | 0.257 | 0.109
2024-08-04 16:00 | 0.244 | 0.593 | 0.198 | 0.487 | 0.153 | 0.295 | 0.218 | 0 | 0.158 | 0.142 | 0.353 | 0.157 | 0.155 | 0.197 | 0.213 | 0.92 | 0.067 | 0.064
2024-08-04 17:00 | 0.01 | 0.57 | 0.013 | 0.447 | 0.006 | 0.256 | 0.01 | 0 | 0.004 | 0.119 | 0.099 | 0.191 | 0.009 | 0.152 | 0.058 | 0.904 | 0 | 0.036
2024-08-04 18:00 | 0 | 0.507 | 0 | 0.41 | 0 | 0.218 | 0 | 0 | 0 | 0.088 | 0 | 0.207 | 0 | 0.109 | 0 | 0.864 | 0 | 0.018
2024-08-04 19:00 | 0 | 0.331 | 0 | 0.393 | 0 | 0.168 | 0 | 0.001 | 0 | 0.074 | 0 | 0.198 | 0 | 0.068 | 0 | 0.851 | 0 | 0.006
2024-08-04 20:00 | 0 | 0.213 | 0 | 0.381 | 0 | 0.127 | 0 | 0.004 | 0 | 0.07 | 0 | 0.211 | 0 | 0.046 | 0 | 0.845 | 0 | 0.004
2024-08-04 21:00 | 0 | 0.218 | 0 | 0.388 | 0 | 0.101 | 0 | 0.013 | 0 | 0.068 | 0 | 0.21 | 0 | 0.041 | 0 | 0.845 | 0 | 0.022
2024-08-04 22:00 | 0 | 0.296 | 0 | 0.42 | 0 | 0.073 | 0 | 0.025 | 0 | 0.054 | 0 | 0.164 | 0 | 0.037 | 0 | 0.823 | 0 | 0.101
2024-08-04 23:00 | 0 | 0.422 | 0 | 0.4 | 0 | 0.059 | 0 | 0.043 | 0 | 0.044 | 0 | 0.089 | 0 | 0.042 | 0 | 0.813 | 0 | 0.193
2024-08-05 | 0 | 0.535 | 0 | 0.305 | 0 | 0.07 | 0 | 0.065 | 0 | 0.042 | 0 | 0.039 | 0 | 0.069 | 0 | 0.782 | 0 | 0.294
2024-08-05 01:00 | 0 | 0.663 | 0 | 0.171 | 0 | 0.112 | 0 | 0.088 | 0 | 0.043 | 0 | 0.035 | 0 | 0.14 | 0 | 0.763 | 0 | 0.376
2024-08-05 02:00 | 0 | 0.761 | 0 | 0.079 | 0 | 0.174 | 0 | 0.103 | 0 | 0.051 | 0 | 0.056 | 0 | 0.267 | 0 | 0.757 | 0 | 0.362
2024-08-05 03:00 | 0 | 0.811 | 0 | 0.052 | 0 | 0.199 | 0 | 0.1 | 0 | 0.063 | 0 | 0.102 | 0 | 0.367 | 0 | 0.772 | 0 | 0.296
2024-08-05 04:00 | 0 | 0.783 | 0 | 0.053 | 0 | 0.133 | 0 | 0.083 | 0 | 0.048 | 0 | 0.168 | 0 | 0.348 | 0 | 0.772 | 0 | 0.257
2024-08-05 05:00 | 0 | 0.778 | 0 | 0.05 | 0 | 0.057 | 0 | 0.059 | 0 | 0.017 | 0 | 0.213 | 0 | 0.263 | 0 | 0.778 | 0 | 0.248
2024-08-05 06:00 | 0 | 0.774 | 0 | 0.028 | 0 | 0.028 | 0.004 | 0.048 | 0.001 | 0.004 | 0 | 0.232 | 0 | 0.187 | 0 | 0.779 | 0.001 | 0.233
2024-08-05 07:00 | 0.03 | 0.75 | 0.192 | 0.018 | 0.142 | 0.015 | 0.188 | 0.043 | 0.159 | 0.001 | 0.089 | 0.245 | 0.125 | 0.113 | 0 | 0.769 | 0.176 | 0.21
2024-08-05 08:00 | 0.164 | 0.731 | 0.457 | 0.005 | 0.375 | 0.001 | 0.41 | 0.015 | 0.386 | 0 | 0.391 | 0.133 | 0.353 | 0.02 | 0.055 | 0.758 | 0.406 | 0.128
2024-08-05 09:00 | 0.385 | 0.724 | 0.643 | 0 | 0.548 | 0.032 | 0.565 | 0.02 | 0.552 | 0.037 | 0.594 | 0.031 | 0.528 | 0.001 | 0.197 | 0.724 | 0.571 | 0.047
2024-08-05 10:00 | 0.566 | 0.635 | 0.756 | 0.002 | 0.656 | 0.251 | 0.661 | 0.015 | 0.655 | 0.231 | 0.723 | 0.003 | 0.639 | 0.105 | 0.354 | 0.785 | 0.672 | 0.003
2024-08-05 11:00 | 0.65 | 0.529 | 0.817 | 0.02 | 0.727 | 0.374 | 0.705 | 0.009 | 0.732 | 0.321 | 0.795 | 0.001 | 0.708 | 0.217 | 0.476 | 0.866 | 0.722 | 0
2024-08-05 12:00 | 0.611 | 0.405 | 0.822 | 0.045 | 0.728 | 0.43 | 0.703 | 0.005 | 0.727 | 0.355 | 0.818 | 0.001 | 0.714 | 0.25 | 0.521 | 0.886 | 0.718 | 0
2024-08-05 13:00 | 0.595 | 0.278 | 0.777 | 0.07 | 0.682 | 0.422 | 0.652 | 0.002 | 0.672 | 0.346 | 0.791 | 0.003 | 0.672 | 0.249 | 0.551 | 0.886 | 0.664 | 0.001
2024-08-05 14:00 | 0.535 | 0.148 | 0.682 | 0.088 | 0.58 | 0.364 | 0.534 | 0.001 | 0.562 | 0.309 | 0.715 | 0.011 | 0.573 | 0.231 | 0.541 | 0.877 | 0.549 | 0.072
2024-08-05 15:00 | 0.423 | 0.057 | 0.531 | 0.079 | 0.425 | 0.293 | 0.375 | 0 | 0.4 | 0.261 | 0.585 | 0.026 | 0.422 | 0.207 | 0.483 | 0.857 | 0.37 | 0.163
2024-08-05 16:00 | 0.222 | 0.044 | 0.314 | 0.065 | 0.208 | 0.22 | 0.146 | 0 | 0.181 | 0.215 | 0.394 | 0.039 | 0.212 | 0.172 | 0.317 | 0.783 | 0.134 | 0.183
2024-08-05 17:00 | 0.009 | 0.169 | 0.039 | 0.046 | 0.012 | 0.179 | 0.005 | 0 | 0.006 | 0.211 | 0.133 | 0.047 | 0.017 | 0.15 | 0.082 | 0.62 | 0 | 0.131
2024-08-05 18:00 | 0 | 0.201 | 0 | 0.018 | 0 | 0.147 | 0 | 0.001 | 0 | 0.18 | 0 | 0.034 | 0 | 0.118 | 0 | 0.528 | 0 | 0.094
2024-08-05 19:00 | 0 | 0.265 | 0 | 0.003 | 0 | 0.133 | 0 | 0.013 | 0 | 0.152 | 0 | 0.012 | 0 | 0.088 | 0 | 0.455 | 0 | 0.093
2024-08-05 20:00 | 0 | 0.442 | 0 | 0 | 0 | 0.14 | 0 | 0.092 | 0 | 0.147 | 0 | 0.001 | 0 | 0.072 | 0 | 0.417 | 0 | 0.1
2024-08-05 21:00 | 0 | 0.533 | 0 | 0 | 0 | 0.157 | 0 | 0.278 | 0 | 0.164 | 0 | 0.002 | 0 | 0.067 | 0 | 0.381 | 0 | 0.1
2024-08-05 22:00 | 0 | 0.502 | 0 | 0.003 | 0 | 0.171 | 0 | 0.519 | 0 | 0.195 | 0 | 0.047 | 0 | 0.064 | 0 | 0.343 | 0 | 0.12
2024-08-05 23:00 | 0 | 0.395 | 0 | 0.058 | 0 | 0.175 | 0 | 0.658 | 0 | 0.26 | 0 | 0.213 | 0 | 0.06 | 0 | 0.341 | 0 | 0.168
2024-08-06 | 0 | 0.383 | 0 | 0.208 | 0 | 0.165 | 0 | 0.601 | 0 | 0.382 | 0 | 0.457 | 0 | 0.051 | 0 | 0.346 | 0 | 0.23
2024-08-06 01:00 | 0 | 0.488 | 0 | 0.415 | 0 | 0.146 | 0 | 0.562 | 0 | 0.509 | 0 | 0.647 | 0 | 0.029 | 0 | 0.379 | 0 | 0.279
2024-08-06 02:00 | 0 | 0.636 | 0 | 0.588 | 0 | 0.145 | 0 | 0.516 | 0 | 0.547 | 0 | 0.757 | 0 | 0.006 | 0 | 0.421 | 0 | 0.308
2024-08-06 03:00 | 0 | 0.761 | 0 | 0.691 | 0 | 0.186 | 0 | 0.462 | 0 | 0.547 | 0 | 0.824 | 0 | 0 | 0 | 0.466 | 0 | 0.316
2024-08-06 04:00 | 0 | 0.812 | 0 | 0.73 | 0 | 0.268 | 0 | 0.42 | 0 | 0.559 | 0 | 0.867 | 0 | 0.002 | 0 | 0.528 | 0 | 0.327
2024-08-06 05:00 | 0 | 0.829 | 0 | 0.73 | 0 | 0.323 | 0 | 0.384 | 0 | 0.547 | 0 | 0.88 | 0 | 0.016 | 0 | 0.59 | 0 | 0.358
2024-08-06 06:00 | 0 | 0.834 | 0 | 0.711 | 0 | 0.338 | 0.002 | 0.323 | 0.001 | 0.516 | 0 | 0.877 | 0 | 0.036 | 0 | 0.644 | 0.002 | 0.389
2024-08-06 07:00 | 0.194 | 0.826 | 0.174 | 0.679 | 0.133 | 0.296 | 0.137 | 0.2 | 0.126 | 0.395 | 0.063 | 0.846 | 0.111 | 0.063 | 0 | 0.724 | 0.183 | 0.394
2024-08-06 08:00 | 0.429 | 0.654 | 0.422 | 0.41 | 0.382 | 0.213 | 0.411 | 0.154 | 0.358 | 0.416 | 0.332 | 0.623 | 0.321 | 0.051 | 0.033 | 0.847 | 0.406 | 0.355
2024-08-06 09:00 | 0.597 | 0.4 | 0.597 | 0.238 | 0.55 | 0.308 | 0.581 | 0.272 | 0.576 | 0.488 | 0.537 | 0.386 | 0.497 | 0.118 | 0.073 | 0.899 | 0.566 | 0.422
2024-08-06 10:00 | 0.695 | 0.579 | 0.701 | 0.615 | 0.654 | 0.494 | 0.679 | 0.328 | 0.677 | 0.586 | 0.674 | 0.682 | 0.619 | 0.272 | 0.115 | 0.935 | 0.663 | 0.511
2024-08-06 11:00 | 0.743 | 0.812 | 0.759 | 0.853 | 0.726 | 0.587 | 0.722 | 0.306 | 0.736 | 0.613 | 0.76 | 0.831 | 0.697 | 0.402 | 0.099 | 0.961 | 0.686 | 0.479
2024-08-06 12:00 | 0.745 | 0.846 | 0.765 | 0.922 | 0.726 | 0.642 | 0.72 | 0.245 | 0.73 | 0.586 | 0.788 | 0.882 | 0.697 | 0.505 | 0.097 | 0.973 | 0.68 | 0.425
2024-08-06 13:00 | 0.701 | 0.813 | 0.721 | 0.95 | 0.674 | 0.676 | 0.668 | 0.196 | 0.675 | 0.555 | 0.764 | 0.899 | 0.65 | 0.574 | 0.265 | 0.989 | 0.619 | 0.456
2024-08-06 14:00 | 0.605 | 0.61 | 0.626 | 0.961 | 0.565 | 0.7 | 0.555 | 0.17 | 0.561 | 0.543 | 0.693 | 0.905 | 0.546 | 0.599 | 0.429 | 0.99 | 0.489 | 0.544
2024-08-06 15:00 | 0.448 | 0.285 | 0.468 | 0.965 | 0.406 | 0.714 | 0.394 | 0.16 | 0.396 | 0.552 | 0.568 | 0.89 | 0.39 | 0.586 | 0.471 | 0.991 | 0.306 | 0.498
2024-08-06 16:00 | 0.227 | 0.197 | 0.247 | 0.947 | 0.19 | 0.666 | 0.178 | 0.157 | 0.167 | 0.51 | 0.376 | 0.873 | 0.188 | 0.482 | 0.272 | 0.984 | 0.097 | 0.325
2024-08-06 17:00 | 0.009 | 0.547 | 0.022 | 0.938 | 0.01 | 0.578 | 0.007 | 0.205 | 0.005 | 0.52 | 0.116 | 0.816 | 0.015 | 0.391 | 0.035 | 0.943 | 0 | 0.156
2024-08-06 18:00 | 0 | 0.913 | 0 | 0.922 | 0 | 0.538 | 0 | 0.277 | 0 | 0.58 | 0 | 0.794 | 0 | 0.354 | 0 | 0.862 | 0 | 0.074
2024-08-06 19:00 | 0 | 0.915 | 0 | 0.879 | 0 | 0.5 | 0 | 0.332 | 0 | 0.546 | 0 | 0.782 | 0 | 0.314 | 0 | 0.778 | 0 | 0.069
2024-08-06 20:00 | 0 | 0.801 | 0 | 0.831 | 0 | 0.464 | 0 | 0.374 | 0 | 0.464 | 0 | 0.7 | 0 | 0.278 | 0 | 0.679 | 0 | 0.103
2024-08-06 21:00 | 0 | 0.812 | 0 | 0.804 | 0 | 0.42 | 0 | 0.399 | 0 | 0.406 | 0 | 0.617 | 0 | 0.248 | 0 | 0.58 | 0 | 0.256
2024-08-06 22:00 | 0 | 0.818 | 0 | 0.777 | 0 | 0.364 | 0 | 0.413 | 0 | 0.395 | 0 | 0.508 | 0 | 0.213 | 0 | 0.506 | 0 | 0.475
2024-08-06 23:00 | 0 | 0.875 | 0 | 0.704 | 0 | 0.395 | 0 | 0.407 | 0 | 0.437 | 0 | 0.421 | 0 | 0.199 | 0 | 0.432 | 0 | 0.698
2024-08-07 | 0 | 0.936 | 0 | 0.593 | 0 | 0.378 | 0 | 0.379 | 0 | 0.435 | 0 | 0.352 | 0 | 0.172 | 0 | 0.364 | 0 | 0.796
2024-08-07 01:00 | 0 | 0.961 | 0 | 0.51 | 0 | 0.297 | 0 | 0.346 | 0 | 0.378 | 0 | 0.295 | 0 | 0.125 | 0 | 0.332 | 0 | 0.834
2024-08-07 02:00 | 0 | 0.959 | 0 | 0.454 | 0 | 0.202 | 0 | 0.311 | 0 | 0.281 | 0 | 0.261 | 0 | 0.084 | 0 | 0.328 | 0 | 0.891
2024-08-07 03:00 | 0 | 0.956 | 0 | 0.381 | 0 | 0.121 | 0 | 0.272 | 0 | 0.179 | 0 | 0.24 | 0 | 0.058 | 0 | 0.312 | 0 | 0.924
2024-08-07 04:00 | 0 | 0.954 | 0 | 0.302 | 0 | 0.058 | 0 | 0.245 | 0 | 0.097 | 0 | 0.213 | 0 | 0.03 | 0 | 0.289 | 0 | 0.854
2024-08-07 05:00 | 0 | 0.939 | 0 | 0.249 | 0 | 0.017 | 0 | 0.225 | 0 | 0.041 | 0 | 0.192 | 0 | 0.014 | 0 | 0.234 | 0 | 0.729
2024-08-07 06:00 | 0 | 0.913 | 0 | 0.211 | 0 | 0.002 | 0.005 | 0.213 | 0.002 | 0.015 | 0 | 0.156 | 0 | 0.012 | 0 | 0.164 | 0.003 | 0.571
2024-08-07 07:00 | 0.082 | 0.88 | 0.202 | 0.141 | 0.168 | 0 | 0.195 | 0.172 | 0.198 | 0.005 | 0.02 | 0.096 | 0.144 | 0.01 | 0.003 | 0.109 | 0.188 | 0.433
2024-08-07 08:00 | 0.296 | 0.916 | 0.454 | 0.032 | 0.401 | 0 | 0.419 | 0.099 | 0.429 | 0.004 | 0.143 | 0.047 | 0.374 | 0 | 0.182 | 0.088 | 0.414 | 0.59
2024-08-07 09:00 | 0.515 | 0.933 | 0.633 | 0 | 0.568 | 0.026 | 0.579 | 0.119 | 0.59 | 0.111 | 0.344 | 0.02 | 0.547 | 0 | 0.41 | 0.103 | 0.58 | 0.697
2024-08-07 10:00 | 0.6 | 0.909 | 0.747 | 0 | 0.672 | 0.172 | 0.679 | 0.094 | 0.688 | 0.3 | 0.559 | 0.005 | 0.654 | 0.073 | 0.575 | 0.148 | 0.684 | 0.63
2024-08-07 11:00 | 0.653 | 0.859 | 0.805 | 0.016 | 0.735 | 0.369 | 0.731 | 0.069 | 0.744 | 0.395 | 0.789 | 0.003 | 0.721 | 0.213 | 0.659 | 0.21 | 0.722 | 0.551
2024-08-07 12:00 | 0.69 | 0.791 | 0.81 | 0.117 | 0.734 | 0.502 | 0.73 | 0.046 | 0.739 | 0.432 | 0.822 | 0.015 | 0.725 | 0.362 | 0.693 | 0.278 | 0.717 | 0.494
2024-08-07 13:00 | 0.642 | 0.711 | 0.766 | 0.262 | 0.687 | 0.592 | 0.682 | 0.027 | 0.686 | 0.429 | 0.795 | 0.054 | 0.683 | 0.486 | 0.65 | 0.338 | 0.66 | 0.504
2024-08-07 14:00 | 0.601 | 0.652 | 0.671 | 0.46 | 0.589 | 0.644 | 0.577 | 0.017 | 0.583 | 0.401 | 0.717 | 0.115 | 0.584 | 0.556 | 0.604 | 0.39 | 0.552 | 0.571
2024-08-07 15:00 | 0.452 | 0.624 | 0.518 | 0.56 | 0.433 | 0.654 | 0.42 | 0.012 | 0.424 | 0.367 | 0.584 | 0.191 | 0.434 | 0.554 | 0.496 | 0.41 | 0.366 | 0.592
2024-08-07 16:00 | 0.239 | 0.624 | 0.299 | 0.482 | 0.217 | 0.587 | 0.204 | 0.024 | 0.204 | 0.291 | 0.387 | 0.254 | 0.224 | 0.447 | 0.325 | 0.384 | 0.128 | 0.543
2024-08-07 17:00 | 0.012 | 0.663 | 0.037 | 0.332 | 0.014 | 0.51 | 0.01 | 0.087 | 0.009 | 0.255 | 0.123 | 0.296 | 0.02 | 0.337 | 0.098 | 0.352 | 0 | 0.447
2024-08-07 18:00 | 0 | 0.659 | 0 | 0.327 | 0 | 0.429 | 0 | 0.139 | 0 | 0.223 | 0 | 0.379 | 0 | 0.22 | 0 | 0.367 | 0 | 0.345
2024-08-07 19:00 | 0 | 0.583 | 0 | 0.443 | 0 | 0.284 | 0 | 0.129 | 0 | 0.179 | 0 | 0.4 | 0 | 0.123 | 0 | 0.381 | 0 | 0.247
2024-08-07 20:00 | 0 | 0.489 | 0 | 0.554 | 0 | 0.19 | 0 | 0.082 | 0 | 0.138 | 0 | 0.382 | 0 | 0.103 | 0 | 0.398 | 0 | 0.201
2024-08-07 21:00 | 0 | 0.413 | 0 | 0.59 | 0 | 0.172 | 0 | 0.065 | 0 | 0.125 | 0 | 0.374 | 0 | 0.161 | 0 | 0.432 | 0 | 0.169
2024-08-07 22:00 | 0 | 0.359 | 0 | 0.562 | 0 | 0.191 | 0 | 0.209 | 0 | 0.167 | 0 | 0.39 | 0 | 0.316 | 0 | 0.467 | 0 | 0.145
2024-08-07 23:00 | 0 | 0.357 | 0 | 0.508 | 0 | 0.266 | 0 | 0.526 | 0 | 0.236 | 0 | 0.41 | 0 | 0.513 | 0 | 0.479 | 0 | 0.134
2024-08-08 | 0 | 0.395 | 0 | 0.457 | 0 | 0.369 | 0 | 0.624 | 0 | 0.257 | 0 | 0.41 | 0 | 0.625 | 0 | 0.489 | 0 | 0.138
2024-08-08 01:00 | 0 | 0.451 | 0 | 0.408 | 0 | 0.409 | 0 | 0.538 | 0 | 0.263 | 0 | 0.399 | 0 | 0.663 | 0 | 0.494 | 0 | 0.161
2024-08-08 02:00 | 0 | 0.485 | 0 | 0.379 | 0 | 0.396 | 0 | 0.486 | 0 | 0.223 | 0 | 0.377 | 0 | 0.659 | 0 | 0.488 | 0 | 0.176
2024-08-08 03:00 | 0 | 0.498 | 0 | 0.369 | 0 | 0.364 | 0 | 0.51 | 0 | 0.17 | 0 | 0.35 | 0 | 0.64 | 0 | 0.447 | 0 | 0.18
2024-08-08 04:00 | 0 | 0.497 | 0 | 0.379 | 0 | 0.361 | 0 | 0.457 | 0 | 0.109 | 0 | 0.334 | 0 | 0.639 | 0 | 0.441 | 0 | 0.182
2024-08-08 05:00 | 0 | 0.488 | 0 | 0.399 | 0 | 0.399 | 0 | 0.422 | 0 | 0.057 | 0 | 0.334 | 0 | 0.673 | 0 | 0.444 | 0 | 0.197
2024-08-08 06:00 | 0 | 0.479 | 0 | 0.425 | 0 | 0.437 | 0.002 | 0.396 | 0.002 | 0.017 | 0 | 0.333 | 0 | 0.69 | 0 | 0.436 | 0.001 | 0.221
2024-08-08 07:00 | 0.159 | 0.433 | 0.243 | 0.386 | 0.18 | 0.325 | 0.114 | 0.498 | 0.162 | 0.001 | 0.111 | 0.305 | 0.165 | 0.579 | 0.005 | 0.457 | 0.118 | 0.219
2024-08-08 08:00 | 0.406 | 0.249 | 0.496 | 0.137 | 0.379 | 0.185 | 0.377 | 0.523 | 0.376 | 0.003 | 0.415 | 0.115 | 0.394 | 0.43 | 0.191 | 0.457 | 0.301 | 0.22
2024-08-08 09:00 | 0.588 | 0.167 | 0.672 | 0.094 | 0.505 | 0.076 | 0.567 | 0.447 | 0.54 | 0.023 | 0.616 | 0.094 | 0.53 | 0.272 | 0.45 | 0.56 | 0.479 | 0.19
2024-08-08 10:00 | 0.707 | 0.132 | 0.783 | 0.074 | 0.593 | 0.004 | 0.683 | 0.338 | 0.637 | 0.058 | 0.747 | 0.103 | 0.605 | 0.062 | 0.612 | 0.682 | 0.582 | 0.133
2024-08-08 11:00 | 0.767 | 0.088 | 0.839 | 0.036 | 0.681 | 0 | 0.738 | 0.24 | 0.697 | 0.119 | 0.822 | 0.07 | 0.676 | 0.001 | 0.707 | 0.705 | 0.644 | 0.089
2024-08-08 12:00 | 0.775 | 0.045 | 0.842 | 0.009 | 0.737 | 0.014 | 0.732 | 0.187 | 0.702 | 0.164 | 0.843 | 0.049 | 0.72 | 0 | 0.742 | 0.673 | 0.636 | 0.058
2024-08-08 13:00 | 0.731 | 0.031 | 0.799 | 0.002 | 0.673 | 0.035 | 0.678 | 0.193 | 0.663 | 0.168 | 0.815 | 0.033 | 0.677 | 0.002 | 0.719 | 0.626 | 0.593 | 0.045
2024-08-08 14:00 | 0.634 | 0.033 | 0.704 | 0.001 | 0.571 | 0.043 | 0.568 | 0.249 | 0.561 | 0.155 | 0.739 | 0.032 | 0.575 | 0.004 | 0.647 | 0.571 | 0.501 | 0.046
2024-08-08 15:00 | 0.479 | 0.045 | 0.552 | 0.001 | 0.423 | 0.037 | 0.398 | 0.365 | 0.392 | 0.147 | 0.608 | 0.045 | 0.421 | 0.003 | 0.499 | 0.499 | 0.338 | 0.063
2024-08-08 16:00 | 0.258 | 0.105 | 0.335 | 0 | 0.215 | 0.023 | 0.176 | 0.541 | 0.176 | 0.171 | 0.416 | 0.068 | 0.21 | 0.002 | 0.266 | 0.395 | 0.12 | 0.099
2024-08-08 17:00 | 0.016 | 0.201 | 0.052 | 0 | 0.015 | 0.024 | 0.006 | 0.648 | 0.007 | 0.308 | 0.152 | 0.104 | 0.019 | 0.002 | 0.067 | 0.264 | 0 | 0.136
2024-08-08 18:00 | 0 | 0.141 | 0 | 0.001 | 0 | 0.024 | 0 | 0.672 | 0 | 0.463 | 0 | 0.154 | 0 | 0.002 | 0 | 0.178 | 0 | 0.162
2024-08-08 19:00 | 0 | 0.11 | 0 | 0.017 | 0 | 0.036 | 0 | 0.684 | 0 | 0.476 | 0 | 0.205 | 0 | 0 | 0 | 0.124 | 0 | 0.156
2024-08-08 20:00 | 0 | 0.16 | 0 | 0.041 | 0 | 0.051 | 0 | 0.679 | 0 | 0.403 | 0 | 0.235 | 0 | 0.003 | 0 | 0.089 | 0 | 0.141
2024-08-08 21:00 | 0 | 0.232 | 0 | 0.068 | 0 | 0.314 | 0 | 0.672 | 0 | 0.336 | 0 | 0.249 | 0 | 0.185 | 0 | 0.069 | 0 | 0.127
2024-08-08 22:00 | 0 | 0.277 | 0 | 0.1 | 0 | 0.574 | 0 | 0.599 | 0 | 0.294 | 0 | 0.269 | 0 | 0.568 | 0 | 0.062 | 0 | 0.129
2024-08-08 23:00 | 0 | 0.297 | 0 | 0.147 | 0 | 0.613 | 0 | 0.544 | 0 | 0.287 | 0 | 0.295 | 0 | 0.637 | 0 | 0.067 | 0 | 0.154
2024-08-09 | 0 | 0.31 | 0 | 0.227 | 0 | 0.574 | 0 | 0.496 | 0 | 0.264 | 0 | 0.344 | 0 | 0.606 | 0 | 0.069 | 0 | 0.18
2024-08-09 01:00 | 0 | 0.309 | 0 | 0.339 | 0 | 0.525 | 0 | 0.461 | 0 | 0.214 | 0 | 0.378 | 0 | 0.555 | 0 | 0.065 | 0 | 0.222
2024-08-09 02:00 | 0 | 0.327 | 0 | 0.497 | 0 | 0.472 | 0 | 0.416 | 0 | 0.17 | 0 | 0.388 | 0 | 0.467 | 0 | 0.056 | 0 | 0.281
2024-08-09 03:00 | 0 | 0.362 | 0 | 0.666 | 0 | 0.364 | 0 | 0.387 | 0 | 0.144 | 0 | 0.398 | 0 | 0.429 | 0 | 0.037 | 0 | 0.353
2024-08-09 04:00 | 0 | 0.368 | 0 | 0.765 | 0 | 0.299 | 0 | 0.341 | 0 | 0.13 | 0 | 0.452 | 0 | 0.367 | 0 | 0.025 | 0 | 0.446
2024-08-09 05:00 | 0 | 0.382 | 0 | 0.78 | 0 | 0.27 | 0 | 0.325 | 0 | 0.118 | 0 | 0.548 | 0 | 0.325 | 0 | 0.022 | 0 | 0.551
2024-08-09 06:00 | 0 | 0.425 | 0 | 0.728 | 0 | 0.294 | 0.001 | 0.354 | 0.001 | 0.125 | 0 | 0.655 | 0 | 0.29 | 0 | 0.029 | 0.004 | 0.661
2024-08-09 07:00 | 0.183 | 0.494 | 0.079 | 0.568 | 0.048 | 0.478 | 0.082 | 0.516 | 0.09 | 0.167 | 0.079 | 0.723 | 0.067 | 0.345 | 0.013 | 0.042 | 0.2 | 0.679
2024-08-09 08:00 | 0.429 | 0.265 | 0.249 | 0.337 | 0.171 | 0.602 | 0.272 | 0.618 | 0.302 | 0.27 | 0.349 | 0.541 | 0.198 | 0.431 | 0.27 | 0.054 | 0.423 | 0.769
2024-08-09 09:00 | 0.606 | 0.096 | 0.453 | 0.485 | 0.334 | 0.61 | 0.455 | 0.592 | 0.428 | 0.328 | 0.547 | 0.4 | 0.332 | 0.45 | 0.492 | 0.053 | 0.583 | 0.886
2024-08-09 10:00 | 0.712 | 0.132 | 0.603 | 0.726 | 0.563 | 0.578 | 0.539 | 0.525 | 0.545 | 0.343 | 0.671 | 0.584 | 0.428 | 0.425 | 0.645 | 0.072 | 0.679 | 0.892
2024-08-09 11:00 | 0.764 | 0.132 | 0.733 | 0.687 | 0.692 | 0.496 | 0.629 | 0.44 | 0.725 | 0.31 | 0.738 | 0.697 | 0.616 | 0.338 | 0.737 | 0.152 | 0.729 | 0.866
2024-08-09 12:00 | 0.768 | 0.093 | 0.759 | 0.586 | 0.742 | 0.391 | 0.683 | 0.358 | 0.752 | 0.257 | 0.759 | 0.746 | 0.726 | 0.257 | 0.775 | 0.256 | 0.721 | 0.842
2024-08-09 13:00 | 0.724 | 0.045 | 0.712 | 0.526 | 0.718 | 0.311 | 0.643 | 0.284 | 0.712 | 0.226 | 0.735 | 0.765 | 0.699 | 0.222 | 0.761 | 0.388 | 0.663 | 0.845
2024-08-09 14:00 | 0.629 | 0.005 | 0.611 | 0.515 | 0.615 | 0.251 | 0.555 | 0.228 | 0.611 | 0.201 | 0.662 | 0.768 | 0.603 | 0.21 | 0.691 | 0.501 | 0.553 | 0.866
2024-08-09 15:00 | 0.48 | 0.003 | 0.454 | 0.513 | 0.454 | 0.205 | 0.389 | 0.187 | 0.448 | 0.174 | 0.536 | 0.75 | 0.449 | 0.203 | 0.565 | 0.567 | 0.384 | 0.889
2024-08-09 16:00 | 0.265 | 0.134 | 0.232 | 0.442 | 0.233 | 0.167 | 0.162 | 0.168 | 0.22 | 0.144 | 0.352 | 0.639 | 0.236 | 0.19 | 0.375 | 0.591 | 0.156 | 0.897
2024-08-09 17:00 | 0.018 | 0.346 | 0.021 | 0.426 | 0.018 | 0.178 | 0.005 | 0.175 | 0.011 | 0.177 | 0.11 | 0.436 | 0.024 | 0.207 | 0.121 | 0.535 | 0 | 0.843
2024-08-09 18:00 | 0 | 0.454 | 0 | 0.519 | 0 | 0.278 | 0 | 0.181 | 0 | 0.278 | 0 | 0.296 | 0 | 0.27 | 0 | 0.532 | 0 | 0.744
2024-08-09 19:00 | 0 | 0.422 | 0 | 0.658 | 0 | 0.398 | 0 | 0.191 | 0 | 0.361 | 0 | 0.265 | 0 | 0.322 | 0 | 0.522 | 0 | 0.615
2024-08-09 20:00 | 0 | 0.425 | 0 | 0.763 | 0 | 0.502 | 0 | 0.192 | 0 | 0.407 | 0 | 0.311 | 0 | 0.376 | 0 | 0.526 | 0 | 0.555
2024-08-09 21:00 | 0 | 0.583 | 0 | 0.801 | 0 | 0.558 | 0 | 0.183 | 0 | 0.401 | 0 | 0.407 | 0 | 0.421 | 0 | 0.568 | 0 | 0.576
2024-08-09 22:00 | 0 | 0.729 | 0 | 0.793 | 0 | 0.569 | 0 | 0.174 | 0 | 0.367 | 0 | 0.476 | 0 | 0.428 | 0 | 0.61 | 0 | 0.6
2024-08-09 23:00 | 0 | 0.87 | 0 | 0.762 | 0 | 0.523 | 0 | 0.144 | 0 | 0.278 | 0 | 0.399 | 0 | 0.403 | 0 | 0.687 | 0 | 0.52
2024-08-10 | 0 | 0.872 | 0 | 0.717 | 0 | 0.468 | 0 | 0.115 | 0 | 0.213 | 0 | 0.279 | 0 | 0.378 | 0 | 0.722 | 0 | 0.447
2024-08-10 01:00 | 0 | 0.788 | 0 | 0.669 | 0 | 0.43 | 0 | 0.101 | 0 | 0.168 | 0 | 0.193 | 0 | 0.358 | 0 | 0.74 | 0 | 0.401
2024-08-10 02:00 | 0 | 0.737 | 0 | 0.606 | 0 | 0.413 | 0 | 0.087 | 0 | 0.135 | 0 | 0.105 | 0 | 0.339 | 0 | 0.799 | 0 | 0.328
2024-08-10 03:00 | 0 | 0.7 | 0 | 0.619 | 0 | 0.416 | 0 | 0.073 | 0 | 0.112 | 0 | 0.041 | 0 | 0.326 | 0 | 0.767 | 0 | 0.265
2024-08-10 04:00 | 0 | 0.713 | 0 | 0.626 | 0 | 0.435 | 0 | 0.068 | 0 | 0.107 | 0 | 0.009 | 0 | 0.319 | 0 | 0.732 | 0 | 0.261
2024-08-10 05:00 | 0 | 0.72 | 0 | 0.588 | 0 | 0.416 | 0 | 0.058 | 0 | 0.091 | 0 | 0 | 0 | 0.302 | 0 | 0.695 | 0 | 0.295
2024-08-10 06:00 | 0 | 0.709 | 0 | 0.504 | 0 | 0.395 | 0.005 | 0.051 | 0.001 | 0.071 | 0 | 0 | 0 | 0.264 | 0 | 0.683 | 0.004 | 0.332
2024-08-10 07:00 | 0.147 | 0.635 | 0.037 | 0.574 | 0.086 | 0.368 | 0.162 | 0.036 | 0.098 | 0.066 | 0.052 | 0 | 0.091 | 0.221 | 0 | 0.68 | 0.175 | 0.302
2024-08-10 08:00 | 0.392 | 0.494 | 0.223 | 0.669 | 0.307 | 0.508 | 0.461 | 0.067 | 0.286 | 0.151 | 0.288 | 0 | 0.292 | 0.323 | 0.029 | 0.683 | 0.382 | 0.152
2024-08-10 09:00 | 0.575 | 0.501 | 0.39 | 0.669 | 0.569 | 0.613 | 0.621 | 0.083 | 0.598 | 0.289 | 0.495 | 0 | 0.553 | 0.395 | 0.143 | 0.698 | 0.533 | 0.037
2024-08-10 10:00 | 0.696 | 0.526 | 0.532 | 0.724 | 0.685 | 0.668 | 0.717 | 0.086 | 0.711 | 0.422 | 0.634 | 0.016 | 0.671 | 0.417 | 0.284 | 0.745 | 0.614 | 0.003
2024-08-10 11:00 | 0.757 | 0.571 | 0.591 | 0.798 | 0.718 | 0.74 | 0.759 | 0.094 | 0.755 | 0.571 | 0.715 | 0.093 | 0.718 | 0.456 | 0.29 | 0.856 | 0.617 | 0.012
2024-08-10 12:00 | 0.767 | 0.573 | 0.61 | 0.857 | 0.711 | 0.722 | 0.753 | 0.103 | 0.748 | 0.666 | 0.739 | 0.251 | 0.714 | 0.42 | 0.271 | 0.865 | 0.587 | 0.085
2024-08-10 13:00 | 0.725 | 0.529 | 0.577 | 0.895 | 0.655 | 0.669 | 0.701 | 0.112 | 0.694 | 0.686 | 0.72 | 0.352 | 0.664 | 0.362 | 0.289 | 0.851 | 0.505 | 0.233
2024-08-10 14:00 | 0.628 | 0.503 | 0.444 | 0.92 | 0.527 | 0.58 | 0.601 | 0.122 | 0.584 | 0.668 | 0.672 | 0.432 | 0.566 | 0.332 | 0.417 | 0.856 | 0.376 | 0.367
2024-08-10 15:00 | 0.473 | 0.637 | 0.199 | 0.925 | 0.382 | 0.491 | 0.445 | 0.132 | 0.417 | 0.603 | 0.55 | 0.504 | 0.419 | 0.365 | 0.384 | 0.838 | 0.225 | 0.354
2024-08-10 16:00 | 0.249 | 0.707 | 0.076 | 0.849 | 0.197 | 0.422 | 0.23 | 0.153 | 0.191 | 0.463 | 0.37 | 0.376 | 0.206 | 0.388 | 0.205 | 0.762 | 0.072 | 0.286
2024-08-10 17:00 | 0.011 | 0.668 | 0.006 | 0.761 | 0.014 | 0.364 | 0.016 | 0.229 | 0.009 | 0.351 | 0.125 | 0.399 | 0.021 | 0.357 | 0.036 | 0.69 | 0 | 0.234
2024-08-10 18:00 | 0 | 0.499 | 0 | 0.677 | 0 | 0.362 | 0 | 0.304 | 0 | 0.337 | 0 | 0.616 | 0 | 0.32 | 0 | 0.605 | 0 | 0.167
2024-08-10 19:00 | 0 | 0.42 | 0 | 0.559 | 0 | 0.32 | 0 | 0.311 | 0 | 0.297 | 0 | 0.61 | 0 | 0.233 | 0 | 0.557 | 0 | 0.101
2024-08-10 20:00 | 0 | 0.459 | 0 | 0.523 | 0 | 0.305 | 0 | 0.308 | 0 | 0.24 | 0 | 0.488 | 0 | 0.166 | 0 | 0.525 | 0 | 0.072
2024-08-10 21:00 | 0 | 0.497 | 0 | 0.55 | 0 | 0.297 | 0 | 0.312 | 0 | 0.175 | 0 | 0.501 | 0 | 0.119 | 0 | 0.469 | 0 | 0.063
2024-08-10 22:00 | 0 | 0.476 | 0 | 0.51 | 0 | 0.289 | 0 | 0.32 | 0 | 0.149 | 0 | 0.571 | 0 | 0.085 | 0 | 0.439 | 0 | 0.054
2024-08-10 23:00 | 0 | 0.485 | 0 | 0.401 | 0 | 0.289 | 0 | 0.318 | 0 | 0.166 | 0 | 0.574 | 0 | 0.066 | 0 | 0.368 | 0 | 0.063
2024-08-11 | 0 | 0.556 | 0 | 0.414 | 0 | 0.305 | 0 | 0.315 | 0 | 0.157 | 0 | 0.492 | 0 | 0.062 | 0 | 0.347 | 0 | 0.102
2024-08-11 01:00 | 0 | 0.599 | 0 | 0.45 | 0 | 0.33 | 0 | 0.308 | 0 | 0.156 | 0 | 0.334 | 0 | 0.066 | 0 | 0.368 | 0 | 0.124
2024-08-11 02:00 | 0 | 0.666 | 0 | 0.311 | 0 | 0.369 | 0 | 0.291 | 0 | 0.158 | 0 | 0.223 | 0 | 0.073 | 0 | 0.361 | 0 | 0.174
2024-08-11 03:00 | 0 | 0.657 | 0 | 0.191 | 0 | 0.398 | 0 | 0.27 | 0 | 0.172 | 0 | 0.154 | 0 | 0.074 | 0 | 0.368 | 0 | 0.287
2024-08-11 04:00 | 0 | 0.688 | 0 | 0.127 | 0 | 0.491 | 0 | 0.241 | 0 | 0.207 | 0 | 0.155 | 0 | 0.159 | 0 | 0.299 | 0 | 0.278
2024-08-11 05:00 | 0 | 0.697 | 0 | 0.076 | 0 | 0.548 | 0 | 0.226 | 0 | 0.221 | 0 | 0.124 | 0 | 0.296 | 0 | 0.261 | 0 | 0.264
2024-08-11 06:00 | 0 | 0.75 | 0 | 0.071 | 0.002 | 0.515 | 0.01 | 0.231 | 0.006 | 0.241 | 0 | 0.076 | 0 | 0.267 | 0 | 0.228 | 0.002 | 0.302
2024-08-11 07:00 | 0.129 | 0.736 | 0.213 | 0.074 | 0.21 | 0.389 | 0.241 | 0.184 | 0.233 | 0.203 | 0.011 | 0.057 | 0.189 | 0.176 | 0.006 | 0.147 | 0.127 | 0.292
2024-08-11 08:00 | 0.371 | 0.806 | 0.471 | 0.021 | 0.443 | 0.308 | 0.465 | 0.154 | 0.464 | 0.232 | 0.099 | 0.049 | 0.425 | 0.109 | 0.159 | 0.107 | 0.323 | 0.352
2024-08-11 09:00 | 0.561 | 0.891 | 0.65 | 0.034 | 0.608 | 0.458 | 0.618 | 0.227 | 0.623 | 0.427 | 0.32 | 0.038 | 0.593 | 0.198 | 0.368 | 0.142 | 0.488 | 0.379
2024-08-11 10:00 | 0.673 | 0.904 | 0.764 | 0.017 | 0.711 | 0.586 | 0.714 | 0.192 | 0.721 | 0.521 | 0.639 | 0.019 | 0.697 | 0.343 | 0.501 | 0.199 | 0.569 | 0.37
2024-08-11 11:00 | 0.73 | 0.903 | 0.821 | 0.041 | 0.762 | 0.623 | 0.757 | 0.163 | 0.766 | 0.562 | 0.793 | 0.007 | 0.748 | 0.402 | 0.47 | 0.224 | 0.635 | 0.317
2024-08-11 12:00 | 0.741 | 0.893 | 0.826 | 0.164 | 0.762 | 0.625 | 0.755 | 0.131 | 0.761 | 0.57 | 0.818 | 0.003 | 0.75 | 0.424 | 0.598 | 0.218 | 0.657 | 0.274
2024-08-11 13:00 | 0.699 | 0.897 | 0.782 | 0.245 | 0.715 | 0.617 | 0.706 | 0.103 | 0.709 | 0.55 | 0.791 | 0.003 | 0.706 | 0.438 | 0.571 | 0.212 | 0.591 | 0.354
2024-08-11 14:00 | 0.61 | 0.9 | 0.688 | 0.262 | 0.618 | 0.606 | 0.607 | 0.08 | 0.61 | 0.501 | 0.718 | 0.01 | 0.612 | 0.441 | 0.537 | 0.214 | 0.47 | 0.51
2024-08-11 15:00 | 0.456 | 0.897 | 0.537 | 0.232 | 0.467 | 0.578 | 0.455 | 0.063 | 0.452 | 0.428 | 0.586 | 0.023 | 0.465 | 0.414 | 0.446 | 0.193 | 0.322 | 0.53
2024-08-11 16:00 | 0.24 | 0.877 | 0.322 | 0.18 | 0.253 | 0.484 | 0.242 | 0.058 | 0.232 | 0.314 | 0.391 | 0.022 | 0.257 | 0.323 | 0.269 | 0.155 | 0.11 | 0.464
2024-08-11 17:00 | 0.015 | 0.818 | 0.053 | 0.155 | 0.024 | 0.375 | 0.019 | 0.112 | 0.014 | 0.266 | 0.131 | 0.035 | 0.032 | 0.225 | 0.091 | 0.112 | 0 | 0.337
2024-08-11 18:00 | 0 | 0.701 | 0 | 0.117 | 0 | 0.289 | 0 | 0.173 | 0 | 0.24 | 0 | 0.07 | 0 | 0.152 | 0 | 0.089 | 0 | 0.269
2024-08-11 19:00 | 0 | 0.547 | 0 | 0.07 | 0 | 0.19 | 0 | 0.202 | 0 | 0.181 | 0 | 0.085 | 0 | 0.102 | 0 | 0.069 | 0 | 0.257
2024-08-11 20:00 | 0 | 0.401 | 0 | 0.048 | 0 | 0.14 | 0 | 0.21 | 0 | 0.118 | 0 | 0.088 | 0 | 0.12 | 0 | 0.045 | 0 | 0.251
2024-08-11 21:00 | 0 | 0.33 | 0 | 0.051 | 0 | 0.129 | 0 | 0.21 | 0 | 0.068 | 0 | 0.102 | 0 | 0.156 | 0 | 0.039 | 0 | 0.222
2024-08-11 22:00 | 0 | 0.294 | 0 | 0.06 | 0 | 0.119 | 0 | 0.203 | 0 | 0.028 | 0 | 0.118 | 0 | 0.163 | 0 | 0.058 | 0 | 0.173
2024-08-11 23:00 | 0 | 0.251 | 0 | 0.076 | 0 | 0.084 | 0 | 0.181 | 0 | 0.006 | 0 | 0.136 | 0 | 0.112 | 0 | 0.078 | 0 | 0.13
2024-08-12 | 0 | 0.231 | 0 | 0.105 | 0 | 0.031 | 0 | 0.175 | 0 | 0 | 0 | 0.158 | 0 | 0.042 | 0 | 0.089 | 0 | 0.111
2024-08-12 01:00 | 0 | 0.261 | 0 | 0.152 | 0 | 0.005 | 0 | 0.245 | 0 | 0.004 | 0 | 0.197 | 0 | 0.004 | 0 | 0.101 | 0 | 0.087
2024-08-12 02:00 | 0 | 0.32 | 0 | 0.222 | 0 | 0 | 0 | 0.454 | 0 | 0.028 | 0 | 0.245 | 0 | 0 | 0 | 0.109 | 0 | 0.064
2024-08-12 03:00 | 0 | 0.344 | 0 | 0.309 | 0 | 0 | 0 | 0.629 | 0 | 0.1 | 0 | 0.284 | 0 | 0 | 0 | 0.126 | 0 | 0.051
2024-08-12 04:00 | 0 | 0.328 | 0 | 0.395 | 0 | 0.007 | 0 | 0.618 | 0 | 0.227 | 0 | 0.284 | 0 | 0 | 0 | 0.154 | 0 | 0.048
2024-08-12 05:00 | 0 | 0.286 | 0 | 0.457 | 0 | 0.043 | 0 | 0.571 | 0 | 0.353 | 0 | 0.252 | 0 | 0.001 | 0 | 0.177 | 0 | 0.053
2024-08-12 06:00 | 0 | 0.251 | 0 | 0.471 | 0.002 | 0.127 | 0.006 | 0.527 | 0.006 | 0.433 | 0 | 0.201 | 0.001 | 0.014 | 0 | 0.197 | 0 | 0.066
2024-08-12 07:00 | 0.15 | 0.21 | 0.225 | 0.395 | 0.21 | 0.223 | 0.152 | 0.49 | 0.232 | 0.368 | 0.112 | 0.151 | 0.19 | 0.057 | 0.012 | 0.226 | 0.055 | 0.089
2024-08-12 08:00 | 0.393 | 0.05 | 0.476 | 0.109 | 0.443 | 0.208 | 0.451 | 0.476 | 0.462 | 0.309 | 0.392 | 0.048 | 0.423 | 0.072 | 0.197 | 0.234 | 0.149 | 0.136
2024-08-12 09:00 | 0.572 | 0.023 | 0.652 | 0.029 | 0.607 | 0.365 | 0.624 | 0.445 | 0.624 | 0.396 | 0.59 | 0.001 | 0.59 | 0.157 | 0.316 | 0.283 | 0.229 | 0.233
2024-08-12 10:00 | 0.687 | 0.022 | 0.758 | 0.041 | 0.711 | 0.534 | 0.725 | 0.395 | 0.723 | 0.476 | 0.718 | 0 | 0.695 | 0.29 | 0.377 | 0.433 | 0.316 | 0.367
2024-08-12 11:00 | 0.745 | 0.006 | 0.813 | 0.109 | 0.764 | 0.623 | 0.767 | 0.32 | 0.77 | 0.543 | 0.792 | 0.001 | 0.748 | 0.377 | 0.443 | 0.514 | 0.369 | 0.494
2024-08-12 12:00 | 0.753 | 0 | 0.818 | 0.191 | 0.766 | 0.625 | 0.763 | 0.254 | 0.766 | 0.587 | 0.816 | 0.003 | 0.753 | 0.431 | 0.477 | 0.558 | 0.339 | 0.599
2024-08-12 13:00 | 0.711 | 0 | 0.774 | 0.281 | 0.718 | 0.615 | 0.711 | 0.216 | 0.715 | 0.578 | 0.79 | 0.004 | 0.711 | 0.494 | 0.39 | 0.571 | 0.393 | 0.72
2024-08-12 14:00 | 0.615 | 0.032 | 0.679 | 0.343 | 0.619 | 0.613 | 0.609 | 0.186 | 0.613 | 0.51 | 0.715 | 0.007 | 0.614 | 0.55 | 0.411 | 0.559 | 0.467 | 0.8
2024-08-12 15:00 | 0.464 | 0.087 | 0.53 | 0.348 | 0.464 | 0.613 | 0.452 | 0.171 | 0.455 | 0.425 | 0.587 | 0.014 | 0.464 | 0.568 | 0.384 | 0.529 | 0.345 | 0.827
2024-08-12 16:00 | 0.248 | 0.155 | 0.317 | 0.283 | 0.247 | 0.583 | 0.235 | 0.184 | 0.234 | 0.347 | 0.398 | 0.027 | 0.253 | 0.526 | 0.24 | 0.481 | 0.132 | 0.812
2024-08-12 17:00 | 0.019 | 0.261 | 0.052 | 0.264 | 0.023 | 0.568 | 0.017 | 0.312 | 0.015 | 0.434 | 0.145 | 0.072 | 0.031 | 0.501 | 0.046 | 0.414 | 0 | 0.739
2024-08-12 18:00 | 0 | 0.227 | 0 | 0.264 | 0 | 0.554 | 0 | 0.476 | 0 | 0.647 | 0 | 0.132 | 0 | 0.491 | 0 | 0.438 | 0 | 0.631
2024-08-12 19:00 | 0 | 0.119 | 0 | 0.286 | 0 | 0.42 | 0 | 0.516 | 0 | 0.719 | 0 | 0.161 | 0 | 0.449 | 0 | 0.457 | 0 | 0.538
2024-08-12 20:00 | 0 | 0.047 | 0 | 0.324 | 0 | 0.254 | 0 | 0.513 | 0 | 0.693 | 0 | 0.171 | 0 | 0.382 | 0 | 0.472 | 0 | 0.443
2024-08-12 21:00 | 0 | 0.014 | 0 | 0.35 | 0 | 0.116 | 0 | 0.488 | 0 | 0.644 | 0 | 0.179 | 0 | 0.249 | 0 | 0.512 | 0 | 0.379
2024-08-12 22:00 | 0 | 0.016 | 0 | 0.352 | 0 | 0.039 | 0 | 0.478 | 0 | 0.578 | 0 | 0.199 | 0 | 0.094 | 0 | 0.519 | 0 | 0.364
2024-08-12 23:00 | 0 | 0.053 | 0 | 0.337 | 0 | 0.032 | 0 | 0.434 | 0 | 0.476 | 0 | 0.249 | 0 | 0.009 | 0 | 0.464 | 0 | 0.348
2024-08-13 | 0 | 0.125 | 0 | 0.311 | 0 | 0.04 | 0 | 0.372 | 0 | 0.312 | 0 | 0.307 | 0 | 0 | 0 | 0.395 | 0 | 0.324
2024-08-13 01:00 | 0 | 0.211 | 0 | 0.286 | 0 | 0.056 | 0 | 0.295 | 0 | 0.179 | 0 | 0.343 | 0 | 0 | 0 | 0.457 | 0 | 0.293
2024-08-13 02:00 | 0 | 0.294 | 0 | 0.26 | 0 | 0.074 | 0 | 0.224 | 0 | 0.109 | 0 | 0.357 | 0 | 0.002 | 0 | 0.447 | 0 | 0.233
2024-08-13 03:00 | 0 | 0.381 | 0 | 0.22 | 0 | 0.093 | 0 | 0.16 | 0 | 0.081 | 0 | 0.356 | 0 | 0.012 | 0 | 0.363 | 0 | 0.16
2024-08-13 04:00 | 0 | 0.485 | 0 | 0.177 | 0 | 0.107 | 0 | 0.101 | 0 | 0.072 | 0 | 0.362 | 0 | 0.023 | 0 | 0.316 | 0 | 0.136
2024-08-13 05:00 | 0 | 0.615 | 0 | 0.156 | 0 | 0.104 | 0 | 0.047 | 0 | 0.063 | 0 | 0.38 | 0 | 0.024 | 0 | 0.22 | 0 | 0.169
2024-08-13 06:00 | 0 | 0.718 | 0 | 0.145 | 0.002 | 0.083 | 0.01 | 0.017 | 0.006 | 0.048 | 0 | 0.416 | 0 | 0.013 | 0 | 0.115 | 0.009 | 0.212
2024-08-13 07:00 | 0.159 | 0.702 | 0.213 | 0.115 | 0.208 | 0.038 | 0.23 | 0.002 | 0.22 | 0.018 | 0.121 | 0.444 | 0.176 | 0.002 | 0.007 | 0.048 | 0.234 | 0.223
2024-08-13 08:00 | 0.401 | 0.598 | 0.464 | 0.034 | 0.445 | 0.007 | 0.453 | 0 | 0.452 | 0.02 | 0.4 | 0.228 | 0.412 | 0 | 0.162 | 0.018 | 0.461 | 0.183
2024-08-13 09:00 | 0.575 | 0.881 | 0.643 | 0.004 | 0.607 | 0.083 | 0.61 | 0 | 0.616 | 0.058 | 0.596 | 0.121 | 0.58 | 0.023 | 0.362 | 0.01 | 0.62 | 0.251
2024-08-13 10:00 | 0.686 | 0.914 | 0.755 | 0.03 | 0.709 | 0.168 | 0.704 | 0 | 0.714 | 0.155 | 0.72 | 0.207 | 0.687 | 0.061 | 0.506 | 0.007 | 0.717 | 0.289
2024-08-13 11:00 | 0.744 | 0.909 | 0.816 | 0.026 | 0.764 | 0.254 | 0.751 | 0.001 | 0.765 | 0.233 | 0.788 | 0.124 | 0.746 | 0.103 | 0.655 | 0.003 | 0.76 | 0.333
2024-08-13 12:00 | 0.747 | 0.924 | 0.825 | 0.012 | 0.767 | 0.311 | 0.748 | 0.005 | 0.761 | 0.276 | 0.811 | 0.069 | 0.75 | 0.14 | 0.7 | 0.004 | 0.755 | 0.397
2024-08-13 13:00 | 0.688 | 0.933 | 0.784 | 0.002 | 0.724 | 0.325 | 0.699 | 0.026 | 0.712 | 0.293 | 0.785 | 0.029 | 0.707 | 0.157 | 0.697 | 0.005 | 0.699 | 0.443
2024-08-13 14:00 | 0.587 | 0.919 | 0.693 | 0 | 0.629 | 0.283 | 0.603 | 0.07 | 0.614 | 0.281 | 0.712 | 0.01 | 0.61 | 0.141 | 0.629 | 0.003 | 0.588 | 0.443
2024-08-13 15:00 | 0.439 | 0.878 | 0.545 | 0 | 0.482 | 0.194 | 0.451 | 0.122 | 0.46 | 0.23 | 0.586 | 0.003 | 0.463 | 0.096 | 0.52 | 0.002 | 0.417 | 0.416
2024-08-13 16:00 | 0.215 | 0.786 | 0.335 | 0.002 | 0.275 | 0.108 | 0.24 | 0.149 | 0.247 | 0.153 | 0.4 | 0.002 | 0.259 | 0.047 | 0.353 | 0.011 | 0.182 | 0.578
2024-08-13 17:00 | 0.014 | 0.603 | 0.063 | 0.03 | 0.034 | 0.106 | 0.02 | 0.155 | 0.019 | 0.131 | 0.149 | 0.013 | 0.036 | 0.035 | 0.115 | 0.095 | 0.001 | 0.663
2024-08-13 18:00 | 0 | 0.42 | 0 | 0.114 | 0 | 0.155 | 0 | 0.132 | 0 | 0.133 | 0 | 0.08 | 0 | 0.057 | 0 | 0.16 | 0 | 0.557
2024-08-13 19:00 | 0 | 0.289 | 0 | 0.267 | 0 | 0.247 | 0 | 0.117 | 0 | 0.18 | 0 | 0.255 | 0 | 0.121 | 0 | 0.162 | 0 | 0.453
2024-08-13 20:00 | 0 | 0.154 | 0 | 0.418 | 0 | 0.369 | 0 | 0.167 | 0 | 0.311 | 0 | 0.516 | 0 | 0.253 | 0 | 0.157 | 0 | 0.454
2024-08-13 21:00 | 0 | 0.046 | 0 | 0.535 | 0 | 0.464 | 0 | 0.259 | 0 | 0.525 | 0 | 0.695 | 0 | 0.441 | 0 | 0.153 | 0 | 0.455
2024-08-13 22:00 | 0 | 0.005 | 0 | 0.607 | 0 | 0.525 | 0 | 0.379 | 0 | 0.7 | 0 | 0.772 | 0 | 0.59 | 0 | 0.144 | 0 | 0.423
2024-08-13 23:00 | 0 | 0.001 | 0 | 0.625 | 0 | 0.612 | 0 | 0.538 | 0 | 0.75 | 0 | 0.788 | 0 | 0.693 | 0 | 0.133 | 0 | 0.361
2024-08-14 | 0 | 0.035 | 0 | 0.596 | 0 | 0.682 | 0 | 0.628 | 0 | 0.724 | 0 | 0.793 | 0 | 0.746 | 0 | 0.108 | 0 | 0.294
2024-08-14 01:00 | 0 | 0.153 | 0 | 0.586 | 0 | 0.687 | 0 | 0.647 | 0 | 0.664 | 0 | 0.802 | 0 | 0.752 | 0 | 0.074 | 0 | 0.225
2024-08-14 02:00 | 0 | 0.252 | 0 | 0.663 | 0 | 0.652 | 0 | 0.679 | 0 | 0.617 | 0 | 0.803 | 0 | 0.737 | 0 | 0.041 | 0 | 0.163
2024-08-14 03:00 | 0 | 0.28 | 0 | 0.744 | 0 | 0.574 | 0 | 0.647 | 0 | 0.568 | 0 | 0.8 | 0 | 0.694 | 0 | 0.02 | 0 | 0.104
2024-08-14 04:00 | 0 | 0.252 | 0 | 0.746 | 0 | 0.444 | 0 | 0.651 | 0 | 0.517 | 0 | 0.806 | 0 | 0.574 | 0 | 0.008 | 0 | 0.063
2024-08-14 05:00 | 0 | 0.256 | 0 | 0.684 | 0 | 0.324 | 0 | 0.596 | 0 | 0.467 | 0 | 0.807 | 0 | 0.424 | 0 | 0.001 | 0 | 0.032
2024-08-14 06:00 | 0 | 0.338 | 0 | 0.6 | 0.001 | 0.249 | 0.012 | 0.566 | 0.008 | 0.398 | 0 | 0.79 | 0.001 | 0.325 | 0 | 0 | 0.003 | 0.012
2024-08-14 07:00 | 0.167 | 0.395 | 0.162 | 0.422 | 0.134 | 0.11 | 0.246 | 0.654 | 0.247 | 0.2 | 0.096 | 0.732 | 0.153 | 0.193 | 0.021 | 0 | 0.14 | 0.003
2024-08-14 08:00 | 0.414 | 0.192 | 0.478 | 0.196 | 0.42 | 0.03 | 0.473 | 0.74 | 0.479 | 0.056 | 0.356 | 0.41 | 0.394 | 0.179 | 0.278 | 0.001 | 0.327 | 0.004
2024-08-14 09:00 | 0.592 | 0.07 | 0.662 | 0.106 | 0.622 | 0.053 | 0.635 | 0.697 | 0.636 | 0.001 | 0.549 | 0.141 | 0.593 | 0.16 | 0.494 | 0.003 | 0.534 | 0.046
2024-08-14 10:00 | 0.702 | 0.04 | 0.771 | 0.046 | 0.723 | 0.067 | 0.735 | 0.606 | 0.732 | 0 | 0.669 | 0.145 | 0.703 | 0.119 | 0.646 | 0.007 | 0.656 | 0.125
2024-08-14 11:00 | 0.757 | 0.043 | 0.816 | 0.035 | 0.77 | 0.06 | 0.773 | 0.454 | 0.775 | 0 | 0.73 | 0.374 | 0.751 | 0.092 | 0.74 | 0.002 | 0.725 | 0.205
2024-08-14 12:00 | 0.762 | 0.079 | 0.816 | 0.104 | 0.771 | 0.06 | 0.771 | 0.29 | 0.773 | 0.004 | 0.749 | 0.396 | 0.754 | 0.055 | 0.777 | 0 | 0.739 | 0.287
2024-08-14 13:00 | 0.72 | 0.112 | 0.772 | 0.127 | 0.723 | 0.054 | 0.722 | 0.193 | 0.722 | 0.013 | 0.724 | 0.352 | 0.709 | 0.025 | 0.763 | 0.002 | 0.685 | 0.392
2024-08-14 14:00 | 0.626 | 0.124 | 0.676 | 0.106 | 0.631 | 0.048 | 0.623 | 0.146 | 0.621 | 0.022 | 0.651 | 0.294 | 0.623 | 0.009 | 0.698 | 0.022 | 0.577 | 0.511
2024-08-14 15:00 | 0.478 | 0.117 | 0.528 | 0.063 | 0.478 | 0.044 | 0.47 | 0.134 | 0.463 | 0.032 | 0.526 | 0.233 | 0.474 | 0.003 | 0.575 | 0.061 | 0.408 | 0.622
2024-08-14 16:00 | 0.269 | 0.139 | 0.318 | 0.015 | 0.264 | 0.044 | 0.256 | 0.144 | 0.245 | 0.055 | 0.343 | 0.178 | 0.266 | 0.001 | 0.389 | 0.088 | 0.178 | 0.675
2024-08-14 17:00 | 0.026 | 0.155 | 0.056 | 0 | 0.03 | 0.113 | 0.024 | 0.233 | 0.019 | 0.197 | 0.108 | 0.141 | 0.037 | 0.008 | 0.142 | 0.093 | 0.002 | 0.636
2024-08-14 18:00 | 0 | 0.1 | 0 | 0 | 0 | 0.201 | 0 | 0.348 | 0 | 0.394 | 0 | 0.12 | 0 | 0.035 | 0 | 0.09 | 0 | 0.529
2024-08-14 19:00 | 0 | 0.046 | 0 | 0.022 | 0 | 0.231 | 0 | 0.351 | 0 | 0.459 | 0 | 0.127 | 0 | 0.069 | 0 | 0.102 | 0 | 0.419
2024-08-14 20:00 | 0 | 0.013 | 0 | 0.087 | 0 | 0.229 | 0 | 0.308 | 0 | 0.443 | 0 | 0.168 | 0 | 0.103 | 0 | 0.147 | 0 | 0.358
2024-08-14 21:00 | 0 | 0.002 | 0 | 0.163 | 0 | 0.219 | 0 | 0.259 | 0 | 0.386 | 0 | 0.251 | 0 | 0.13 | 0 | 0.201 | 0 | 0.352
2024-08-14 22:00 | 0 | 0 | 0 | 0.228 | 0 | 0.199 | 0 | 0.202 | 0 | 0.309 | 0 | 0.362 | 0 | 0.145 | 0 | 0.232 | 0 | 0.358
2024-08-14 23:00 | 0 | 0.002 | 0 | 0.278 | 0 | 0.162 | 0 | 0.139 | 0 | 0.217 | 0 | 0.463 | 0 | 0.133 | 0 | 0.253 | 0 | 0.343
2024-08-15 | 0 | 0.02 | 0 | 0.308 | 0 | 0.122 | 0 | 0.079 | 0 | 0.122 | 0 | 0.529 | 0 | 0.105 | 0 | 0.274 | 0 | 0.271
2024-08-15 01:00 | 0 | 0.099 | 0 | 0.309 | 0 | 0.097 | 0 | 0.033 | 0 | 0.059 | 0 | 0.566 | 0 | 0.087 | 0 | 0.278 | 0 | 0.2
2024-08-15 02:00 | 0 | 0.256 | 0 | 0.296 | 0 | 0.076 | 0 | 0.009 | 0 | 0.021 | 0 | 0.581 | 0 | 0.074 | 0 | 0.251 | 0 | 0.186
2024-08-15 03:00 | 0 | 0.408 | 0 | 0.284 | 0 | 0.058 | 0 | 0.003 | 0 | 0.008 | 0 | 0.593 | 0 | 0.07 | 0 | 0.21 | 0 | 0.23
2024-08-15 04:00 | 0 | 0.498 | 0 | 0.26 | 0 | 0.061 | 0 | 0.004 | 0 | 0.022 | 0 | 0.618 | 0 | 0.074 | 0 | 0.177 | 0 | 0.292
2024-08-15 05:00 | 0 | 0.531 | 0 | 0.236 | 0 | 0.084 | 0 | 0.016 | 0 | 0.061 | 0 | 0.674 | 0 | 0.085 | 0 | 0.168 | 0 | 0.284
2024-08-15 06:00 | 0 | 0.55 | 0 | 0.17 | 0.004 | 0.115 | 0.017 | 0.054 | 0.011 | 0.089 | 0 | 0.725 | 0.002 | 0.101 | 0 | 0.166 | 0.014 | 0.276
2024-08-15 07:00 | 0.151 | 0.53 | 0.202 | 0.088 | 0.24 | 0.107 | 0.277 | 0.069 | 0.267 | 0.074 | 0.087 | 0.702 | 0.218 | 0.071 | 0.011 | 0.155 | 0.261 | 0.266
2024-08-15 08:00 | 0.387 | 0.36 | 0.446 | 0.014 | 0.473 | 0.076 | 0.497 | 0.094 | 0.494 | 0.07 | 0.337 | 0.488 | 0.452 | 0.055 | 0.15 | 0.131 | 0.473 | 0.155
2024-08-15 09:00 | 0.559 | 0.321 | 0.622 | 0.002 | 0.633 | 0.14 | 0.65 | 0.135 | 0.648 | 0.201 | 0.532 | 0.391 | 0.618 | 0.054 | 0.308 | 0.148 | 0.62 | 0.025
2024-08-15 10:00 | 0.668 | 0.398 | 0.729 | 0.009 | 0.734 | 0.167 | 0.745 | 0.112 | 0.744 | 0.212 | 0.657 | 0.436 | 0.721 | 0.048 | 0.464 | 0.233 | 0.708 | 0.006
2024-08-15 11:00 | 0.723 | 0.538 | 0.776 | 0.187 | 0.783 | 0.178 | 0.786 | 0.093 | 0.789 | 0.198 | 0.714 | 0.498 | 0.769 | 0.041 | 0.659 | 0.291 | 0.747 | 0.02
2024-08-15 12:00 | 0.728 | 0.697 | 0.782 | 0.284 | 0.785 | 0.169 | 0.78 | 0.08 | 0.783 | 0.172 | 0.738 | 0.42 | 0.772 | 0.029 | 0.742 | 0.295 | 0.739 | 0.031
2024-08-15 13:00 | 0.685 | 0.795 | 0.742 | 0.318 | 0.739 | 0.145 | 0.73 | 0.057 | 0.73 | 0.138 | 0.716 | 0.356 | 0.728 | 0.018 | 0.752 | 0.29 | 0.683 | 0.05
2024-08-15 14:00 | 0.588 | 0.842 | 0.65 | 0.331 | 0.642 | 0.123 | 0.63 | 0.037 | 0.636 | 0.115 | 0.646 | 0.309 | 0.631 | 0.012 | 0.689 | 0.304 | 0.575 | 0.088
2024-08-15 15:00 | 0.436 | 0.845 | 0.503 | 0.319 | 0.491 | 0.114 | 0.477 | 0.024 | 0.478 | 0.105 | 0.522 | 0.269 | 0.484 | 0.01 | 0.567 | 0.352 | 0.406 | 0.162
2024-08-15 16:00 | 0.222 | 0.811 | 0.295 | 0.26 | 0.278 | 0.127 | 0.264 | 0.014 | 0.259 | 0.113 | 0.339 | 0.238 | 0.278 | 0.012 | 0.38 | 0.413 | 0.179 | 0.21
2024-08-15 17:00 | 0.016 | 0.673 | 0.048 | 0.197 | 0.036 | 0.218 | 0.027 | 0.008 | 0.023 | 0.176 | 0.106 | 0.238 | 0.044 | 0.037 | 0.133 | 0.457 | 0.002 | 0.113
2024-08-15 18:00 | 0 | 0.537 | 0 | 0.126 | 0 | 0.341 | 0 | 0 | 0 | 0.278 | 0 | 0.279 | 0 | 0.105 | 0 | 0.557 | 0 | 0.024
2024-08-15 19:00 | 0 | 0.542 | 0 | 0.078 | 0 | 0.425 | 0 | 0.001 | 0 | 0.398 | 0 | 0.319 | 0 | 0.207 | 0 | 0.638 | 0 | 0.269
2024-08-15 20:00 | 0 | 0.602 | 0 | 0.051 | 0 | 0.466 | 0 | 0.004 | 0 | 0.503 | 0 | 0.343 | 0 | 0.326 | 0 | 0.739 | 0 | 0.75
2024-08-15 21:00 | 0 | 0.62 | 0 | 0.04 | 0 | 0.477 | 0 | 0.007 | 0 | 0.575 | 0 | 0.341 | 0 | 0.425 | 0 | 0.773 | 0 | 0.777
2024-08-15 22:00 | 0 | 0.605 | 0 | 0.039 | 0 | 0.476 | 0 | 0.011 | 0 | 0.618 | 0 | 0.318 | 0 | 0.472 | 0 | 0.802 | 0 | 0.72
2024-08-15 23:00 | 0 | 0.535 | 0 | 0.03 | 0 | 0.442 | 0 | 0.017 | 0 | 0.629 | 0 | 0.277 | 0 | 0.447 | 0 | 0.818 | 0 | 0.734
2024-08-16 | 0 | 0.414 | 0 | 0.024 | 0 | 0.398 | 0 | 0.029 | 0 | 0.641 | 0 | 0.233 | 0 | 0.405 | 0 | 0.823 | 0 | 0.734
2024-08-16 01:00 | 0 | 0.355 | 0 | 0.027 | 0 | 0.38 | 0 | 0.05 | 0 | 0.669 | 0 | 0.202 | 0 | 0.384 | 0 | 0.816 | 0 | 0.739
2024-08-16 02:00 | 0 | 0.377 | 0 | 0.032 | 0 | 0.38 | 0 | 0.083 | 0 | 0.7 | 0 | 0.188 | 0 | 0.381 | 0 | 0.85 | 0 | 0.772
2024-08-16 03:00 | 0 | 0.395 | 0 | 0.025 | 0 | 0.379 | 0 | 0.123 | 0 | 0.72 | 0 | 0.196 | 0 | 0.388 | 0 | 0.854 | 0 | 0.758
2024-08-16 04:00 | 0 | 0.379 | 0 | 0.008 | 0 | 0.376 | 0 | 0.164 | 0 | 0.725 | 0 | 0.22 | 0 | 0.396 | 0 | 0.863 | 0 | 0.75
2024-08-16 05:00 | 0 | 0.334 | 0 | 0.001 | 0 | 0.38 | 0 | 0.193 | 0 | 0.713 | 0 | 0.249 | 0 | 0.407 | 0 | 0.855 | 0 | 0.72
2024-08-16 06:00 | 0 | 0.284 | 0 | 0.001 | 0.007 | 0.376 | 0.019 | 0.211 | 0.015 | 0.685 | 0 | 0.271 | 0.003 | 0.407 | 0 | 0.803 | 0.004 | 0.637
2024-08-16 07:00 | 0.016 | 0.213 | 0.182 | 0.005 | 0.261 | 0.296 | 0.278 | 0.167 | 0.287 | 0.494 | 0.088 | 0.274 | 0.236 | 0.32 | 0.021 | 0.725 | 0.138 | 0.541
2024-08-16 08:00 | 0.073 | 0.158 | 0.429 | 0.002 | 0.488 | 0.102 | 0.496 | 0.058 | 0.51 | 0.162 | 0.335 | 0.153 | 0.466 | 0.095 | 0.264 | 0.652 | 0.332 | 0.602
2024-08-16 09:00 | 0.15 | 0.124 | 0.607 | 0 | 0.645 | 0.165 | 0.645 | 0.084 | 0.66 | 0.16 | 0.531 | 0.061 | 0.624 | 0.113 | 0.482 | 0.661 | 0.389 | 0.585
2024-08-16 10:00 | 0.195 | 0.115 | 0.718 | 0 | 0.744 | 0.14 | 0.739 | 0.255 | 0.754 | 0.067 | 0.653 | 0.125 | 0.725 | 0.091 | 0.635 | 0.631 | 0.475 | 0.506
2024-08-16 11:00 | 0.21 | 0.13 | 0.768 | 0.003 | 0.792 | 0.072 | 0.783 | 0.347 | 0.799 | 0.012 | 0.728 | 0.187 | 0.776 | 0.041 | 0.726 | 0.569 | 0.414 | 0.495
2024-08-16 12:00 | 0.251 | 0.156 | 0.774 | 0.021 | 0.792 | 0.03 | 0.78 | 0.374 | 0.795 | 0.001 | 0.753 | 0.235 | 0.779 | 0.014 | 0.762 | 0.475 | 0.349 | 0.535
2024-08-16 13:00 | 0.283 | 0.201 | 0.735 | 0.026 | 0.745 | 0.009 | 0.731 | 0.392 | 0.744 | 0 | 0.731 | 0.276 | 0.735 | 0.003 | 0.745 | 0.323 | 0.25 | 0.568
2024-08-16 14:00 | 0.248 | 0.279 | 0.644 | 0.023 | 0.648 | 0.002 | 0.632 | 0.42 | 0.643 | 0 | 0.658 | 0.305 | 0.644 | 0 | 0.676 | 0.186 | 0.181 | 0.563
2024-08-16 15:00 | 0.169 | 0.398 | 0.499 | 0.017 | 0.496 | 0 | 0.477 | 0.473 | 0.486 | 0 | 0.534 | 0.317 | 0.498 | 0 | 0.545 | 0.103 | 0.121 | 0.501
2024-08-16 16:00 | 0.08 | 0.528 | 0.292 | 0.011 | 0.283 | 0 | 0.262 | 0.571 | 0.267 | 0.006 | 0.352 | 0.309 | 0.292 | 0 | 0.352 | 0.068 | 0.041 | 0.401
2024-08-16 17:00 | 0.005 | 0.613 | 0.049 | 0.015 | 0.037 | 0.001 | 0.026 | 0.617 | 0.025 | 0.054 | 0.116 | 0.289 | 0.05 | 0 | 0.118 | 0.075 | 0 | 0.316
2024-08-16 18:00 | 0 | 0.675 | 0 | 0.021 | 0 | 0.008 | 0 | 0.627 | 0 | 0.243 | 0 | 0.282 | 0 | 0.005 | 0 | 0.141 | 0 | 0.264
2024-08-16 19:00 | 0 | 0.726 | 0 | 0.021 | 0 | 0.044 | 0 | 0.658 | 0 | 0.473 | 0 | 0.261 | 0 | 0.024 | 0 | 0.244 | 0 | 0.221
2024-08-16 20:00 | 0 | 0.76 | 0 | 0.016 | 0 | 0.111 | 0 | 0.672 | 0 | 0.522 | 0 | 0.252 | 0 | 0.065 | 0 | 0.341 | 0 | 0.163
2024-08-16 21:00 | 0 | 0.791 | 0 | 0.007 | 0 | 0.152 | 0 | 0.663 | 0 | 0.454 | 0 | 0.267 | 0 | 0.141 | 0 | 0.403 | 0 | 0.102
2024-08-16 22:00 | 0 | 0.808 | 0 | 0.001 | 0 | 0.266 | 0 | 0.613 | 0 | 0.434 | 0 | 0.302 | 0 | 0.326 | 0 | 0.414 | 0 | 0.061
2024-08-16 23:00 | 0 | 0.815 | 0 | 0 | 0 | 0.4 | 0 | 0.59 | 0 | 0.407 | 0 | 0.337 | 0 | 0.475 | 0 | 0.397 | 0 | 0.055
2024-08-17 | 0 | 0.801 | 0 | 0 | 0 | 0.503 | 0 | 0.62 | 0 | 0.358 | 0 | 0.357 | 0 | 0.498 | 0 | 0.328 | 0 | 0.077
2024-08-17 01:00 | 0 | 0.772 | 0 | 0.02 | 0 | 0.502 | 0 | 0.643 | 0 | 0.297 | 0 | 0.361 | 0 | 0.484 | 0 | 0.254 | 0 | 0.114
2024-08-17 02:00 | 0 | 0.762 | 0 | 0.127 | 0 | 0.44 | 0 | 0.615 | 0 | 0.231 | 0 | 0.355 | 0 | 0.436 | 0 | 0.196 | 0 | 0.164
2024-08-17 03:00 | 0 | 0.791 | 0 | 0.32 | 0 | 0.379 | 0 | 0.604 | 0 | 0.163 | 0 | 0.352 | 0 | 0.413 | 0 | 0.151 | 0 | 0.237
2024-08-17 04:00 | 0 | 0.777 | 0 | 0.473 | 0 | 0.328 | 0 | 0.586 | 0 | 0.12 | 0 | 0.356 | 0 | 0.322 | 0 | 0.134 | 0 | 0.314
2024-08-17 05:00 | 0 | 0.746 | 0 | 0.511 | 0 | 0.299 | 0 | 0.512 | 0 | 0.1 | 0 | 0.375 | 0 | 0.26 | 0 | 0.19 | 0 | 0.396
2024-08-17 06:00 | 0 | 0.732 | 0 | 0.488 | 0.002 | 0.287 | 0.004 | 0.427 | 0.003 | 0.082 | 0 | 0.411 | 0.001 | 0.2 | 0 | 0.291 | 0.005 | 0.461
2024-08-17 07:00 | 0.13 | 0.666 | 0.123 | 0.38 | 0.088 | 0.278 | 0.106 | 0.476 | 0.094 | 0.076 | 0.102 | 0.444 | 0.135 | 0.152 | 0.014 | 0.369 | 0.148 | 0.511
2024-08-17 08:00 | 0.364 | 0.605 | 0.415 | 0.274 | 0.293 | 0.234 | 0.436 | 0.391 | 0.293 | 0.071 | 0.351 | 0.291 | 0.372 | 0.099 | 0.204 | 0.379 | 0.376 | 0.616
2024-08-17 09:00 | 0.541 | 0.507 | 0.609 | 0.257 | 0.629 | 0.2 | 0.626 | 0.273 | 0.608 | 0.078 | 0.545 | 0.198 | 0.615 | 0.102 | 0.424 | 0.317 | 0.558 | 0.69
2024-08-17 10:00 | 0.651 | 0.398 | 0.721 | 0.281 | 0.74 | 0.209 | 0.741 | 0.178 | 0.744 | 0.093 | 0.667 | 0.424 | 0.728 | 0.147 | 0.59 | 0.347 | 0.678 | 0.718
2024-08-17 11:00 | 0.701 | 0.265 | 0.774 | 0.306 | 0.789 | 0.191 | 0.786 | 0.111 | 0.79 | 0.112 | 0.735 | 0.689 | 0.78 | 0.14 | 0.69 | 0.352 | 0.733 | 0.74
2024-08-17 12:00 | 0.705 | 0.105 | 0.778 | 0.329 | 0.789 | 0.14 | 0.781 | 0.062 | 0.785 | 0.117 | 0.759 | 0.75 | 0.782 | 0.115 | 0.702 | 0.364 | 0.728 | 0.779
2024-08-17 13:00 | 0.659 | 0.045 | 0.735 | 0.395 | 0.741 | 0.107 | 0.731 | 0.034 | 0.732 | 0.107 | 0.735 | 0.782 | 0.738 | 0.096 | 0.671 | 0.369 | 0.671 | 0.822
2024-08-17 14:00 | 0.562 | 0.095 | 0.642 | 0.462 | 0.643 | 0.097 | 0.63 | 0.024 | 0.628 | 0.094 | 0.662 | 0.777 | 0.643 | 0.087 | 0.607 | 0.385 | 0.558 | 0.853
2024-08-17 15:00 | 0.414 | 0.059 | 0.493 | 0.492 | 0.49 | 0.1 | 0.473 | 0.026 | 0.469 | 0.087 | 0.538 | 0.737 | 0.495 | 0.084 | 0.48 | 0.412 | 0.39 | 0.868
2024-08-17 16:00 | 0.203 | 0.018 | 0.283 | 0.407 | 0.276 | 0.115 | 0.257 | 0.041 | 0.251 | 0.095 | 0.357 | 0.655 | 0.287 | 0.09 | 0.297 | 0.424 | 0.165 | 0.835
2024-08-17 17:00 | 0.015 | 0.031 | 0.046 | 0.334 | 0.036 | 0.197 | 0.026 | 0.129 | 0.023 | 0.189 | 0.121 | 0.528 | 0.048 | 0.147 | 0.077 | 0.358 | 0.002 | 0.741
2024-08-17 18:00 | 0 | 0.146 | 0 | 0.432 | 0 | 0.305 | 0 | 0.264 | 0 | 0.312 | 0 | 0.494 | 0 | 0.225 | 0 | 0.307 | 0 | 0.527
2024-08-17 19:00 | 0 | 0.391 | 0 | 0.63 | 0 | 0.347 | 0 | 0.305 | 0 | 0.345 | 0 | 0.485 | 0 | 0.251 | 0 | 0.274 | 0 | 0.335
2024-08-17 20:00 | 0 | 0.59 | 0 | 0.762 | 0 | 0.348 | 0 | 0.284 | 0 | 0.329 | 0 | 0.51 | 0 | 0.243 | 0 | 0.242 | 0 | 0.316
2024-08-17 21:00 | 0 | 0.714 | 0 | 0.788 | 0 | 0.323 | 0 | 0.245 | 0 | 0.295 | 0 | 0.508 | 0 | 0.223 | 0 | 0.227 | 0 | 0.368
2024-08-17 22:00 | 0 | 0.77 | 0 | 0.757 | 0 | 0.282 | 0 | 0.203 | 0 | 0.273 | 0 | 0.433 | 0 | 0.203 | 0 | 0.183 | 0 | 0.428
2024-08-17 23:00 | 0 | 0.763 | 0 | 0.679 | 0 | 0.271 | 0 | 0.18 | 0 | 0.248 | 0 | 0.28 | 0 | 0.203 | 0 | 0.171 | 0 | 0.476
2024-08-18 | 0 | 0.777 | 0 | 0.489 | 0 | 0.299 | 0 | 0.161 | 0 | 0.221 | 0 | 0.166 | 0 | 0.22 | 0 | 0.222 | 0 | 0.478
2024-08-18 01:00 | 0 | 0.815 | 0 | 0.374 | 0 | 0.349 | 0 | 0.14 | 0 | 0.213 | 0 | 0.196 | 0 | 0.264 | 0 | 0.278 | 0 | 0.438
2024-08-18 02:00 | 0 | 0.841 | 0 | 0.362 | 0 | 0.405 | 0 | 0.122 | 0 | 0.196 | 0 | 0.358 | 0 | 0.294 | 0 | 0.285 | 0 | 0.424
2024-08-18 03:00 | 0 | 0.902 | 0 | 0.395 | 0 | 0.448 | 0 | 0.112 | 0 | 0.193 | 0 | 0.523 | 0 | 0.309 | 0 | 0.264 | 0 | 0.354
2024-08-18 04:00 | 0 | 0.919 | 0 | 0.382 | 0 | 0.469 | 0 | 0.107 | 0 | 0.203 | 0 | 0.59 | 0 | 0.305 | 0 | 0.214 | 0 | 0.112
2024-08-18 05:00 | 0 | 0.907 | 0 | 0.394 | 0 | 0.464 | 0 | 0.107 | 0 | 0.22 | 0 | 0.583 | 0 | 0.286 | 0 | 0.167 | 0 | 0.234
2024-08-18 06:00 | 0 | 0.891 | 0 | 0.351 | 0.007 | 0.435 | 0.019 | 0.112 | 0.013 | 0.231 | 0 | 0.563 | 0.004 | 0.256 | 0 | 0.134 | 0.008 | 0.466
2024-08-18 07:00 | 0.076 | 0.871 | 0.118 | 0.211 | 0.247 | 0.283 | 0.271 | 0.074 | 0.263 | 0.153 | 0.07 | 0.498 | 0.227 | 0.164 | 0.017 | 0.107 | 0.178 | 0.599
2024-08-18 08:00 | 0.279 | 0.939 | 0.332 | 0.105 | 0.478 | 0.175 | 0.49 | 0.083 | 0.492 | 0.12 | 0.297 | 0.336 | 0.46 | 0.11 | 0.196 | 0.08 | 0.369 | 0.832
2024-08-18 09:00 | 0.497 | 0.966 | 0.511 | 0.097 | 0.636 | 0.185 | 0.644 | 0.063 | 0.647 | 0.173 | 0.527 | 0.214 | 0.622 | 0.127 | 0.379 | 0.071 | 0.526 | 0.894
2024-08-18 10:00 | 0.534 | 0.971 | 0.649 | 0.119 | 0.734 | 0.149 | 0.739 | 0.038 | 0.743 | 0.147 | 0.67 | 0.167 | 0.725 | 0.078 | 0.566 | 0.058 | 0.623 | 0.884
2024-08-18 11:00 | 0.58 | 0.975 | 0.736 | 0.27 | 0.782 | 0.162 | 0.783 | 0.017 | 0.788 | 0.134 | 0.725 | 0.096 | 0.776 | 0.058 | 0.7 | 0.073 | 0.675 | 0.858
2024-08-18 12:00 | 0.604 | 0.973 | 0.748 | 0.435 | 0.777 | 0.194 | 0.779 | 0.008 | 0.783 | 0.136 | 0.709 | 0.08 | 0.78 | 0.062 | 0.749 | 0.071 | 0.674 | 0.854
2024-08-18 13:00 | 0.628 | 0.97 | 0.705 | 0.618 | 0.724 | 0.237 | 0.729 | 0.004 | 0.728 | 0.145 | 0.709 | 0.134 | 0.736 | 0.082 | 0.74 | 0.064 | 0.624 | 0.891
2024-08-18 14:00 | 0.534 | 0.972 | 0.541 | 0.748 | 0.628 | 0.286 | 0.631 | 0.004 | 0.628 | 0.164 | 0.657 | 0.192 | 0.64 | 0.108 | 0.674 | 0.098 | 0.52 | 0.92
2024-08-18 15:00 | 0.412 | 0.971 | 0.348 | 0.788 | 0.469 | 0.341 | 0.477 | 0.009 | 0.464 | 0.192 | 0.573 | 0.212 | 0.49 | 0.137 | 0.547 | 0.144 | 0.336 | 0.932
2024-08-18 16:00 | 0.21 | 0.961 | 0.203 | 0.726 | 0.256 | 0.372 | 0.265 | 0.024 | 0.24 | 0.208 | 0.401 | 0.231 | 0.282 | 0.154 | 0.36 | 0.149 | 0.1 | 0.936
2024-08-18 17:00 | 0.024 | 0.91 | 0.054 | 0.653 | 0.033 | 0.391 | 0.03 | 0.049 | 0.02 | 0.219 | 0.16 | 0.341 | 0.048 | 0.162 | 0.108 | 0.129 | 0 | 0.919
2024-08-18 18:00 | 0 | 0.755 | 0 | 0.7 | 0 | 0.484 | 0 | 0.049 | 0 | 0.252 | 0 | 0.511 | 0 | 0.22 | 0 | 0.107 | 0 | 0.897
2024-08-18 19:00 | 0 | 0.679 | 0 | 0.775 | 0 | 0.562 | 0 | 0.024 | 0 | 0.311 | 0 | 0.604 | 0 | 0.311 | 0 | 0.085 | 0 | 0.888
2024-08-18 20:00 | 0 | 0.647 | 0 | 0.843 | 0 | 0.585 | 0 | 0.008 | 0 | 0.424 | 0 | 0.647 | 0 | 0.422 | 0 | 0.08 | 0 | 0.846
2024-08-18 21:00 | 0 | 0.664 | 0 | 0.86 | 0 | 0.547 | 0 | 0.009 | 0 | 0.491 | 0 | 0.695 | 0 | 0.491 | 0 | 0.092 | 0 | 0.776
2024-08-18 22:00 | 0 | 0.672 | 0 | 0.803 | 0 | 0.532 | 0 | 0.011 | 0 | 0.481 | 0 | 0.727 | 0 | 0.546 | 0 | 0.111 | 0 | 0.687
2024-08-18 23:00 | 0 | 0.7 | 0 | 0.723 | 0 | 0.598 | 0 | 0.006 | 0 | 0.471 | 0 | 0.713 | 0 | 0.642 | 0 | 0.119 | 0 | 0.622
2024-08-19 | 0 | 0.688 | 0 | 0.692 | 0 | 0.672 | 0 | 0.019 | 0 | 0.488 | 0 | 0.703 | 0 | 0.744 | 0 | 0.124 | 0 | 0.597
2024-08-19 01:00 | 0 | 0.682 | 0 | 0.675 | 0 | 0.692 | 0 | 0.127 | 0 | 0.461 | 0 | 0.711 | 0 | 0.785 | 0 | 0.135 | 0 | 0.625
2024-08-19 02:00 | 0 | 0.69 | 0 | 0.661 | 0 | 0.678 | 0 | 0.447 | 0 | 0.423 | 0 | 0.717 | 0 | 0.773 | 0 | 0.148 | 0 | 0.651
2024-08-19 03:00 | 0 | 0.69 | 0 | 0.652 | 0 | 0.674 | 0 | 0.525 | 0 | 0.424 | 0 | 0.706 | 0 | 0.75 | 0 | 0.155 | 0 | 0.659
2024-08-19 04:00 | 0 | 0.674 | 0 | 0.652 | 0 | 0.652 | 0 | 0.522 | 0 | 0.438 | 0 | 0.656 | 0 | 0.72 | 0 | 0.156 | 0 | 0.66
2024-08-19 05:00 | 0 | 0.63 | 0 | 0.659 | 0 | 0.58 | 0 | 0.552 | 0 | 0.432 | 0 | 0.649 | 0 | 0.658 | 0 | 0.133 | 0 | 0.677
2024-08-19 06:00 | 0 | 0.584 | 0 | 0.657 | 0.009 | 0.479 | 0.006 | 0.583 | 0.006 | 0.347 | 0 | 0.646 | 0.006 | 0.568 | 0 | 0.11 | 0.018 | 0.722
2024-08-19 07:00 | 0.038 | 0.529 | 0.237 | 0.489 | 0.261 | 0.258 | 0.129 | 0.666 | 0.122 | 0.214 | 0.145 | 0.563 | 0.257 | 0.304 | 0.028 | 0.098 | 0.258 | 0.695
2024-08-19 08:00 | 0.157 | 0.484 | 0.484 | 0.305 | 0.51 | 0.13 | 0.441 | 0.646 | 0.456 | 0.128 | 0.407 | 0.288 | 0.494 | 0.104 | 0.281 | 0.076 | 0.477 | 0.777
2024-08-19 09:00 | 0.307 | 0.409 | 0.658 | 0.469 | 0.674 | 0.065 | 0.629 | 0.568 | 0.66 | 0.041 | 0.601 | 0.305 | 0.656 | 0.058 | 0.5 | 0.071 | 0.627 | 0.782
2024-08-19 10:00 | 0.5 | 0.278 | 0.766 | 0.365 | 0.771 | 0 | 0.732 | 0.432 | 0.759 | 0 | 0.724 | 0.434 | 0.759 | 0.009 | 0.654 | 0.124 | 0.722 | 0.732
2024-08-19 11:00 | 0.663 | 0.167 | 0.818 | 0.233 | 0.816 | 0 | 0.778 | 0.264 | 0.803 | 0 | 0.793 | 0.308 | 0.807 | 0.001 | 0.747 | 0.17 | 0.767 | 0.674
2024-08-19 12:00 | 0.727 | 0.114 | 0.822 | 0.123 | 0.817 | 0 | 0.779 | 0.158 | 0.799 | 0 | 0.813 | 0.215 | 0.81 | 0 | 0.785 | 0.201 | 0.761 | 0.596
2024-08-19 13:00 | 0.694 | 0.089 | 0.779 | 0.064 | 0.769 | 0 | 0.73 | 0.123 | 0.748 | 0 | 0.788 | 0.164 | 0.766 | 0 | 0.771 | 0.226 | 0.705 | 0.523
2024-08-19 14:00 | 0.613 | 0.071 | 0.684 | 0.038 | 0.672 | 0 | 0.635 | 0.133 | 0.645 | 0 | 0.714 | 0.132 | 0.672 | 0 | 0.705 | 0.255 | 0.597 | 0.476
2024-08-19 15:00 | 0.459 | 0.058 | 0.536 | 0.027 | 0.518 | 0.001 | 0.48 | 0.182 | 0.485 | 0 | 0.588 | 0.111 | 0.524 | 0 | 0.582 | 0.294 | 0.43 | 0.454
2024-08-19 16:00 | 0.246 | 0.055 | 0.327 | 0.024 | 0.304 | 0.002 | 0.265 | 0.279 | 0.264 | 0.006 | 0.405 | 0.103 | 0.315 | 0.001 | 0.397 | 0.325 | 0.202 | 0.433
2024-08-19 17:00 | 0.026 | 0.112 | 0.07 | 0.046 | 0.048 | 0.016 | 0.029 | 0.448 | 0.027 | 0.084 | 0.16 | 0.14 | 0.063 | 0.007 | 0.153 | 0.386 | 0.005 | 0.374
2024-08-19 18:00 | 0 | 0.123 | 0 | 0.086 | 0 | 0.071 | 0 | 0.544 | 0 | 0.323 | 0 | 0.264 | 0 | 0.041 | 0 | 0.484 | 0 | 0.274
2024-08-19 19:00 | 0 | 0.062 | 0 | 0.127 | 0 | 0.18 | 0 | 0.522 | 0 | 0.56 | 0 | 0.433 | 0 | 0.11 | 0 | 0.535 | 0 | 0.165
2024-08-19 20:00 | 0 | 0.024 | 0 | 0.163 | 0 | 0.379 | 0 | 0.507 | 0 | 0.635 | 0 | 0.571 | 0 | 0.211 | 0 | 0.551 | 0 | 0.103
2024-08-19 21:00 | 0 | 0.044 | 0 | 0.201 | 0 | 0.58 | 0 | 0.498 | 0 | 0.523 | 0 | 0.647 | 0 | 0.341 | 0 | 0.562 | 0 | 0.085
2024-08-19 22:00 | 0 | 0.121 | 0 | 0.237 | 0 | 0.655 | 0 | 0.498 | 0 | 0.443 | 0 | 0.683 | 0 | 0.524 | 0 | 0.574 | 0 | 0.09
2024-08-19 23:00 | 0 | 0.188 | 0 | 0.267 | 0 | 0.602 | 0 | 0.556 | 0 | 0.381 | 0 | 0.682 | 0 | 0.661 | 0 | 0.569 | 0 | 0.104
2024-08-20 | 0 | 0.189 | 0 | 0.3 | 0 | 0.501 | 0 | 0.571 | 0 | 0.269 | 0 | 0.678 | 0 | 0.672 | 0 | 0.54 | 0 | 0.111
2024-08-20 01:00 | 0 | 0.141 | 0 | 0.347 | 0 | 0.373 | 0 | 0.508 | 0 | 0.189 | 0 | 0.685 | 0 | 0.55 | 0 | 0.502 | 0 | 0.105
2024-08-20 02:00 | 0 | 0.083 | 0 | 0.425 | 0 | 0.284 | 0 | 0.412 | 0 | 0.132 | 0 | 0.694 | 0 | 0.459 | 0 | 0.443 | 0 | 0.093
2024-08-20 03:00 | 0 | 0.042 | 0 | 0.529 | 0 | 0.212 | 0 | 0.328 | 0 | 0.095 | 0 | 0.704 | 0 | 0.362 | 0 | 0.37 | 0 | 0.084
2024-08-20 04:00 | 0 | 0.019 | 0 | 0.621 | 0 | 0.163 | 0 | 0.282 | 0 | 0.081 | 0 | 0.711 | 0 | 0.297 | 0 | 0.304 | 0 | 0.074
2024-08-20 05:00 | 0 | 0.007 | 0 | 0.68 | 0 | 0.14 | 0 | 0.228 | 0 | 0.079 | 0 | 0.712 | 0 | 0.259 | 0 | 0.249 | 0 | 0.056
2024-08-20 06:00 | 0 | 0.004 | 0 | 0.692 | 0.007 | 0.125 | 0.006 | 0.185 | 0.013 | 0.069 | 0 | 0.722 | 0.002 | 0.221 | 0 | 0.192 | 0.006 | 0.039
2024-08-20 07:00 | 0.161 | 0.007 | 0.207 | 0.519 | 0.233 | 0.067 | 0.168 | 0.196 | 0.246 | 0.013 | 0.143 | 0.71 | 0.148 | 0.178 | 0.037 | 0.135 | 0.135 | 0.009
2024-08-20 08:00 | 0.4 | 0.011 | 0.453 | 0.274 | 0.472 | 0.017 | 0.408 | 0.173 | 0.499 | 0 | 0.396 | 0.395 | 0.356 | 0.082 | 0.299 | 0.08 | 0.305 | 0
2024-08-20 09:00 | 0.577 | 0.057 | 0.629 | 0.358 | 0.643 | 0 | 0.657 | 0.138 | 0.659 | 0.001 | 0.589 | 0.161 | 0.582 | 0.011 | 0.511 | 0.031 | 0.461 | 0
2024-08-20 10:00 | 0.69 | 0.074 | 0.739 | 0.164 | 0.748 | 0 | 0.762 | 0.118 | 0.757 | 0.008 | 0.707 | 0.501 | 0.722 | 0 | 0.66 | 0.01 | 0.602 | 0.001
2024-08-20 11:00 | 0.748 | 0.055 | 0.8 | 0.09 | 0.803 | 0 | 0.807 | 0.107 | 0.809 | 0.003 | 0.774 | 0.337 | 0.792 | 0 | 0.748 | 0.022 | 0.678 | 0.007
2024-08-20 12:00 | 0.755 | 0.04 | 0.806 | 0.064 | 0.803 | 0 | 0.804 | 0.094 | 0.802 | 0 | 0.795 | 0.209 | 0.794 | 0 | 0.783 | 0.027 | 0.692 | 0.035
2024-08-20 13:00 | 0.714 | 0.044 | 0.763 | 0.045 | 0.754 | 0 | 0.754 | 0.086 | 0.748 | 0 | 0.77 | 0.155 | 0.748 | 0 | 0.767 | 0.034 | 0.697 | 0.1
2024-08-20 14:00 | 0.622 | 0.086 | 0.671 | 0.029 | 0.658 | 0 | 0.655 | 0.09 | 0.654 | 0 | 0.697 | 0.122 | 0.649 | 0 | 0.699 | 0.045 | 0.59 | 0.174
2024-08-20 15:00 | 0.476 | 0.216 | 0.523 | 0.016 | 0.503 | 0 | 0.5 | 0.11 | 0.492 | 0 | 0.572 | 0.09 | 0.498 | 0 | 0.577 | 0.043 | 0.424 | 0.253
2024-08-20 16:00 | 0.269 | 0.538 | 0.315 | 0.006 | 0.287 | 0 | 0.285 | 0.147 | 0.271 | 0 | 0.389 | 0.063 | 0.289 | 0 | 0.396 | 0.021 | 0.198 | 0.337
2024-08-20 17:00 | 0.035 | 0.661 | 0.065 | 0.001 | 0.042 | 0.001 | 0.037 | 0.237 | 0.029 | 0.001 | 0.148 | 0.05 | 0.051 | 0 | 0.159 | 0.001 | 0.005 | 0.38
2024-08-20 18:00 | 0 | 0.65 | 0 | 0 | 0 | 0.007 | 0 | 0.383 | 0 | 0.009 | 0 | 0.038 | 0 | 0.005 | 0 | 0 | 0 | 0.398
2024-08-20 19:00 | 0 | 0.589 | 0 | 0 | 0 | 0.01 | 0 | 0.407 | 0 | 0.041 | 0 | 0.035 | 0 | 0.01 | 0 | 0.002 | 0 | 0.413
2024-08-20 20:00 | 0 | 0.503 | 0 | 0 | 0 | 0.007 | 0 | 0.371 | 0 | 0.115 | 0 | 0.046 | 0 | 0.008 | 0 | 0.018 | 0 | 0.428
2024-08-20 21:00 | 0 | 0.391 | 0 | 0 | 0 | 0.003 | 0 | 0.296 | 0 | 0.228 | 0 | 0.073 | 0 | 0.004 | 0 | 0.03 | 0 | 0.45
2024-08-20 22:00 | 0 | 0.275 | 0 | 0 | 0 | 0.003 | 0 | 0.243 | 0 | 0.317 | 0 | 0.112 | 0 | 0.001 | 0 | 0.025 | 0 | 0.46
2024-08-20 23:00 | 0 | 0.201 | 0 | 0 | 0 | 0.012 | 0 | 0.22 | 0 | 0.335 | 0 | 0.156 | 0 | 0 | 0 | 0.014 | 0 | 0.489
2024-08-21 | 0 | 0.184 | 0 | 0 | 0 | 0.037 | 0 | 0.201 | 0 | 0.27 | 0 | 0.231 | 0 | 0 | 0 | 0.005 | 0 | 0.515
2024-08-21 01:00 | 0 | 0.279 | 0 | 0.001 | 0 | 0.069 | 0 | 0.167 | 0 | 0.175 | 0 | 0.343 | 0 | 0.002 | 0 | 0.001 | 0 | 0.512
2024-08-21 02:00 | 0 | 0.483 | 0 | 0.003 | 0 | 0.102 | 0 | 0.12 | 0 | 0.093 | 0 | 0.472 | 0 | 0.006 | 0 | 0 | 0 | 0.513
2024-08-21 03:00 | 0 | 0.708 | 0 | 0.007 | 0 | 0.12 | 0 | 0.068 | 0 | 0.044 | 0 | 0.566 | 0 | 0.016 | 0 | 0 | 0 | 0.519
2024-08-21 04:00 | 0 | 0.84 | 0 | 0.012 | 0 | 0.114 | 0 | 0.027 | 0 | 0.021 | 0 | 0.646 | 0 | 0.024 | 0 | 0 | 0 | 0.508
2024-08-21 05:00 | 0 | 0.888 | 0 | 0.015 | 0 | 0.085 | 0 | 0.007 | 0 | 0.013 | 0 | 0.732 | 0 | 0.017 | 0 | 0 | 0 | 0.463
2024-08-21 06:00 | 0 | 0.901 | 0 | 0.018 | 0.009 | 0.049 | 0.016 | 0.001 | 0.018 | 0.016 | 0 | 0.777 | 0.005 | 0.005 | 0 | 0 | 0.017 | 0.413
2024-08-21 07:00 | 0.102 | 0.884 | 0.22 | 0.025 | 0.254 | 0.01 | 0.201 | 0 | 0.278 | 0.011 | 0.114 | 0.726 | 0.232 | 0 | 0.034 | 0 | 0.244 | 0.324
2024-08-21 08:00 | 0.289 | 0.786 | 0.465 | 0.008 | 0.487 | 0.004 | 0.499 | 0.007 | 0.505 | 0.028 | 0.358 | 0.467 | 0.466 | 0.004 | 0.285 | 0 | 0.462 | 0.204
2024-08-21 09:00 | 0.28 | 0.644 | 0.638 | 0.001 | 0.647 | 0.028 | 0.661 | 0.072 | 0.662 | 0.06 | 0.553 | 0.343 | 0.633 | 0.011 | 0.484 | 0 | 0.617 | 0.164
2024-08-21 10:00 | 0.391 | 0.544 | 0.743 | 0.016 | 0.752 | 0.053 | 0.76 | 0.126 | 0.758 | 0.062 | 0.676 | 0.371 | 0.739 | 0.021 | 0.567 | 0.001 | 0.713 | 0.171
2024-08-21 11:00 | 0.669 | 0.725 | 0.799 | 0.06 | 0.803 | 0.064 | 0.803 | 0.175 | 0.806 | 0.046 | 0.747 | 0.311 | 0.79 | 0.023 | 0.672 | 0.016 | 0.756 | 0.181
2024-08-21 12:00 | 0.746 | 0.808 | 0.806 | 0.084 | 0.805 | 0.08 | 0.8 | 0.161 | 0.802 | 0.035 | 0.772 | 0.241 | 0.794 | 0.026 | 0.765 | 0.029 | 0.75 | 0.201
2024-08-21 13:00 | 0.707 | 0.764 | 0.757 | 0.087 | 0.758 | 0.11 | 0.749 | 0.118 | 0.749 | 0.037 | 0.749 | 0.183 | 0.75 | 0.036 | 0.761 | 0.041 | 0.695 | 0.222
2024-08-21 14:00 | 0.615 | 0.642 | 0.652 | 0.084 | 0.662 | 0.156 | 0.648 | 0.084 | 0.649 | 0.053 | 0.681 | 0.135 | 0.656 | 0.059 | 0.677 | 0.039 | 0.582 | 0.241
2024-08-21 15:00 | 0.467 | 0.476 | 0.503 | 0.08 | 0.51 | 0.215 | 0.493 | 0.065 | 0.49 | 0.083 | 0.558 | 0.101 | 0.509 | 0.099 | 0.435 | 0.027 | 0.415 | 0.251
2024-08-21 16:00 | 0.258 | 0.332 | 0.317 | 0.076 | 0.299 | 0.27 | 0.278 | 0.054 | 0.272 | 0.117 | 0.378 | 0.078 | 0.303 | 0.148 | 0.223 | 0.035 | 0.193 | 0.266
2024-08-21 17:00 | 0.031 | 0.315 | 0.075 | 0.061 | 0.05 | 0.3 | 0.035 | 0.034 | 0.032 | 0.136 | 0.142 | 0.085 | 0.061 | 0.179 | 0.095 | 0.064 | 0.005 | 0.275
2024-08-21 18:00 | 0 | 0.273 | 0 | 0.03 | 0 | 0.342 | 0 | 0.034 | 0 | 0.132 | 0 | 0.104 | 0 | 0.243 | 0 | 0.112 | 0 | 0.294
2024-08-21 19:00 | 0 | 0.178 | 0 | 0.007 | 0 | 0.359 | 0 | 0.105 | 0 | 0.103 | 0 | 0.113 | 0 | 0.32 | 0 | 0.149 | 0 | 0.303
2024-08-21 20:00 | 0 | 0.083 | 0 | 0.001 | 0 | 0.361 | 0 | 0.227 | 0 | 0.062 | 0 | 0.141 | 0 | 0.367 | 0 | 0.176 | 0 | 0.32
2024-08-21 21:00 | 0 | 0.111 | 0 | 0.001 | 0 | 0.355 | 0 | 0.316 | 0 | 0.035 | 0 | 0.178 | 0 | 0.367 | 0 | 0.195 | 0 | 0.327
2024-08-21 22:00 | 0 | 0.167 | 0 | 0.001 | 0 | 0.335 | 0 | 0.328 | 0 | 0.016 | 0 | 0.211 | 0 | 0.341 | 0 | 0.22 | 0 | 0.321
2024-08-21 23:00 | 0 | 0.201 | 0 | 0.001 | 0 | 0.324 | 0 | 0.274 | 0 | 0.005 | 0 | 0.244 | 0 | 0.348 | 0 | 0.237 | 0 | 0.297
2024-08-22 | 0 | 0.21 | 0 | 0.002 | 0 | 0.308 | 0 | 0.195 | 0 | 0.003 | 0 | 0.279 | 0 | 0.378 | 0 | 0.25 | 0 | 0.311
2024-08-22 01:00 | 0 | 0.196 | 0 | 0.005 | 0 | 0.275 | 0 | 0.117 | 0 | 0.004 | 0 | 0.309 | 0 | 0.407 | 0 | 0.259 | 0 | 0.386
2024-08-22 02:00 | 0 | 0.145 | 0 | 0.012 | 0 | 0.235 | 0 | 0.055 | 0 | 0.004 | 0 | 0.343 | 0 | 0.425 | 0 | 0.26 | 0 | 0.454
2024-08-22 03:00 | 0 | 0.096 | 0 | 0.017 | 0 | 0.192 | 0 | 0.019 | 0 | 0.002 | 0 | 0.384 | 0 | 0.421 | 0 | 0.249 | 0 | 0.488
2024-08-22 04:00 | 0 | 0.061 | 0 | 0.018 | 0 | 0.14 | 0 | 0.004 | 0 | 0 | 0 | 0.422 | 0 | 0.382 | 0 | 0.226 | 0 | 0.467
2024-08-22 05:00 | 0 | 0.029 | 0 | 0.015 | 0 | 0.102 | 0 | 0.001 | 0 | 0 | 0 | 0.442 | 0 | 0.328 | 0 | 0.194 | 0 | 0.387
2024-08-22 06:00 | 0 | 0.008 | 0.001 | 0.018 | 0.011 | 0.069 | 0.024 | 0 | 0.02 | 0 | 0 | 0.457 | 0.007 | 0.282 | 0 | 0.161 | 0.02 | 0.265
2024-08-22 07:00 | 0.106 | 0.002 | 0.226 | 0.027 | 0.266 | 0.036 | 0.28 | 0 | 0.283 | 0.001 | 0.121 | 0.464 | 0.246 | 0.167 | 0.031 | 0.115 | 0.252 | 0.176
2024-08-22 08:00 | 0.315 | 0 | 0.469 | 0.014 | 0.498 | 0.007 | 0.5 | 0 | 0.51 | 0.002 | 0.369 | 0.267 | 0.48 | 0.036 | 0.269 | 0.074 | 0.467 | 0.056
2024-08-22 09:00 | 0.542 | 0 | 0.642 | 0.001 | 0.654 | 0.098 | 0.655 | 0.013 | 0.663 | 0.075 | 0.559 | 0.126 | 0.642 | 0.078 | 0.485 | 0.034 | 0.619 | 0.02
2024-08-22 10:00 | 0.667 | 0 | 0.745 | 0.001 | 0.753 | 0.249 | 0.753 | 0.052 | 0.761 | 0.179 | 0.681 | 0.157 | 0.745 | 0.125 | 0.638 | 0.011 | 0.716 | 0.064
2024-08-22 11:00 | 0.726 | 0 | 0.804 | 0 | 0.805 | 0.299 | 0.798 | 0.091 | 0.81 | 0.243 | 0.751 | 0.138 | 0.794 | 0.148 | 0.742 | 0.003 | 0.76 | 0.099
2024-08-22 12:00 | 0.738 | 0.003 | 0.813 | 0 | 0.806 | 0.284 | 0.796 | 0.117 | 0.807 | 0.262 | 0.777 | 0.125 | 0.796 | 0.148 | 0.777 | 0 | 0.754 | 0.123
2024-08-22 13:00 | 0.7 | 0.021 | 0.773 | 0 | 0.76 | 0.26 | 0.748 | 0.129 | 0.757 | 0.255 | 0.756 | 0.112 | 0.752 | 0.139 | 0.761 | 0 | 0.697 | 0.139
2024-08-22 14:00 | 0.608 | 0.101 | 0.685 | 0 | 0.66 | 0.239 | 0.65 | 0.137 | 0.66 | 0.241 | 0.688 | 0.101 | 0.652 | 0.127 | 0.693 | 0.001 | 0.585 | 0.133
2024-08-22 15:00 | 0.464 | 0.227 | 0.54 | 0 | 0.51 | 0.227 | 0.499 | 0.155 | 0.505 | 0.232 | 0.566 | 0.093 | 0.502 | 0.116 | 0.57 | 0.003 | 0.415 | 0.114
2024-08-22 16:00 | 0.258 | 0.376 | 0.335 | 0 | 0.3 | 0.212 | 0.289 | 0.189 | 0.29 | 0.233 | 0.388 | 0.088 | 0.294 | 0.101 | 0.387 | 0.003 | 0.189 | 0.082
2024-08-22 17:00 | 0.034 | 0.448 | 0.082 | 0.001 | 0.052 | 0.201 | 0.042 | 0.295 | 0.039 | 0.305 | 0.153 | 0.101 | 0.057 | 0.083 | 0.149 | 0.001 | 0.006 | 0.031
2024-08-22 18:00 | 0 | 0.443 | 0 | 0.004 | 0 | 0.22 | 0 | 0.447 | 0 | 0.433 | 0 | 0.12 | 0 | 0.062 | 0 | 0 | 0 | 0.002
2024-08-22 19:00 | 0 | 0.432 | 0 | 0.009 | 0 | 0.272 | 0 | 0.498 | 0 | 0.522 | 0 | 0.127 | 0 | 0.039 | 0 | 0 | 0 | 0
2024-08-22 20:00 | 0 | 0.45 | 0 | 0.014 | 0 | 0.352 | 0 | 0.459 | 0 | 0.546 | 0 | 0.126 | 0 | 0.025 | 0 | 0.003 | 0 | 0.003
2024-08-22 21:00 | 0 | 0.442 | 0 | 0.02 | 0 | 0.435 | 0 | 0.416 | 0 | 0.502 | 0 | 0.121 | 0 | 0.025 | 0 | 0.006 | 0 | 0.017
2024-08-22 22:00 | 0 | 0.43 | 0 | 0.025 | 0 | 0.488 | 0 | 0.374 | 0 | 0.416 | 0 | 0.109 | 0 | 0.051 | 0 | 0.002 | 0 | 0.031
2024-08-22 23:00 | 0 | 0.379 | 0 | 0.025 | 0 | 0.516 | 0 | 0.328 | 0 | 0.325 | 0 | 0.087 | 0 | 0.114 | 0 | 0.001 | 0 | 0.035
2024-08-23 | 0 | 0.296 | 0 | 0.019 | 0 | 0.524 | 0 | 0.279 | 0 | 0.235 | 0 | 0.067 | 0 | 0.213 | 0 | 0.003 | 0 | 0.028
2024-08-23 01:00 | 0 | 0.209 | 0 | 0.014 | 0 | 0.471 | 0 | 0.232 | 0 | 0.155 | 0 | 0.07 | 0 | 0.302 | 0 | 0.008 | 0 | 0.019
2024-08-23 02:00 | 0 | 0.133 | 0 | 0.011 | 0 | 0.4 | 0 | 0.186 | 0 | 0.102 | 0 | 0.124 | 0 | 0.347 | 0 | 0.01 | 0 | 0.016
2024-08-23 03:00 | 0 | 0.092 | 0 | 0.012 | 0 | 0.339 | 0 | 0.15 | 0 | 0.07 | 0 | 0.259 | 0 | 0.344 | 0 | 0.006 | 0 | 0.031
2024-08-23 04:00 | 0 | 0.133 | 0 | 0.019 | 0 | 0.283 | 0 | 0.123 | 0 | 0.054 | 0 | 0.42 | 0 | 0.305 | 0 | 0.002 | 0 | 0.07
2024-08-23 05:00 | 0 | 0.233 | 0 | 0.048 | 0 | 0.207 | 0 | 0.111 | 0 | 0.048 | 0 | 0.544 | 0 | 0.243 | 0 | 0.002 | 0 | 0.122
2024-08-23 06:00 | 0 | 0.358 | 0.001 | 0.108 | 0.013 | 0.133 | 0.032 | 0.103 | 0.024 | 0.055 | 0 | 0.615 | 0.008 | 0.181 | 0 | 0.011 | 0.02 | 0.187
2024-08-23 07:00 | 0.176 | 0.474 | 0.226 | 0.186 | 0.27 | 0.06 | 0.307 | 0.061 | 0.297 | 0.048 | 0.134 | 0.624 | 0.249 | 0.094 | 0.037 | 0.034 | 0.25 | 0.21
2024-08-23 08:00 | 0.41 | 0.307 | 0.468 | 0.101 | 0.498 | 0.019 | 0.528 | 0.138 | 0.523 | 0.009 | 0.387 | 0.345 | 0.481 | 0.035 | 0.282 | 0.068 | 0.469 | 0.131
2024-08-23 09:00 | 0.577 | 0.25 | 0.64 | 0.031 | 0.657 | 0.01 | 0.683 | 0.223 | 0.677 | 0.037 | 0.578 | 0.161 | 0.644 | 0.016 | 0.496 | 0.075 | 0.625 | 0.118
2024-08-23 10:00 | 0.679 | 0.491 | 0.744 | 0.025 | 0.759 | 0.014 | 0.778 | 0.277 | 0.776 | 0.05 | 0.697 | 0.302 | 0.748 | 0.012 | 0.646 | 0.104 | 0.72 | 0.148
2024-08-23 11:00 | 0.726 | 0.701 | 0.802 | 0.09 | 0.806 | 0.013 | 0.822 | 0.3 | 0.822 | 0.039 | 0.771 | 0.343 | 0.797 | 0.015 | 0.737 | 0.152 | 0.753 | 0.169
2024-08-23 12:00 | 0.738 | 0.75 | 0.81 | 0.134 | 0.808 | 0.008 | 0.818 | 0.312 | 0.82 | 0.026 | 0.796 | 0.355 | 0.801 | 0.012 | 0.773 | 0.209 | 0.746 | 0.189
2024-08-23 13:00 | 0.7 | 0.701 | 0.77 | 0.157 | 0.761 | 0.004 | 0.767 | 0.325 | 0.77 | 0.017 | 0.773 | 0.343 | 0.758 | 0.008 | 0.757 | 0.236 | 0.688 | 0.242
2024-08-23 14:00 | 0.609 | 0.574 | 0.68 | 0.159 | 0.668 | 0.002 | 0.664 | 0.328 | 0.67 | 0.011 | 0.702 | 0.32 | 0.666 | 0.006 | 0.692 | 0.251 | 0.574 | 0.339
2024-08-23 15:00 | 0.469 | 0.33 | 0.536 | 0.146 | 0.517 | 0.001 | 0.511 | 0.328 | 0.514 | 0.009 | 0.579 | 0.29 | 0.519 | 0.005 | 0.567 | 0.253 | 0.404 | 0.476
2024-08-23 16:00 | 0.271 | 0.142 | 0.331 | 0.125 | 0.306 | 0.001 | 0.298 | 0.33 | 0.297 | 0.016 | 0.399 | 0.26 | 0.314 | 0.007 | 0.383 | 0.223 | 0.181 | 0.569
2024-08-23 17:00 | 0.042 | 0.116 | 0.081 | 0.124 | 0.055 | 0.014 | 0.045 | 0.355 | 0.042 | 0.085 | 0.161 | 0.257 | 0.07 | 0.045 | 0.145 | 0.189 | 0.005 | 0.601
2024-08-23 18:00 | 0 | 0.084 | 0 | 0.112 | 0 | 0.08 | 0 | 0.42 | 0 | 0.248 | 0 | 0.28 | 0 | 0.114 | 0 | 0.216 | 0 | 0.611
2024-08-23 19:00 | 0 | 0.056 | 0 | 0.089 | 0 | 0.175 | 0 | 0.434 | 0 | 0.431 | 0 | 0.296 | 0 | 0.141 | 0 | 0.247 | 0 | 0.56
2024-08-23 20:00 | 0 | 0.014 | 0 | 0.08 | 0 | 0.253 | 0 | 0.418 | 0 | 0.523 | 0 | 0.33 | 0 | 0.133 | 0 | 0.27 | 0 | 0.523
2024-08-23 21:00 | 0 | 0.009 | 0 | 0.1 | 0 | 0.297 | 0 | 0.388 | 0 | 0.49 | 0 | 0.377 | 0 | 0.106 | 0 | 0.305 | 0 | 0.517
2024-08-23 22:00 | 0 | 0.21 | 0 | 0.169 | 0 | 0.294 | 0 | 0.354 | 0 | 0.361 | 0 | 0.426 | 0 | 0.072 | 0 | 0.374 | 0 | 0.557
2024-08-23 23:00 | 0 | 0.472 | 0 | 0.313 | 0 | 0.281 | 0 | 0.319 | 0 | 0.267 | 0 | 0.473 | 0 | 0.051 | 0 | 0.392 | 0 | 0.54
2024-08-24 | 0 | 0.584 | 0 | 0.471 | 0 | 0.275 | 0 | 0.273 | 0 | 0.217 | 0 | 0.519 | 0 | 0.045 | 0 | 0.311 | 0 | 0.51
2024-08-24 01:00 | 0 | 0.633 | 0 | 0.527 | 0 | 0.278 | 0 | 0.216 | 0 | 0.178 | 0 | 0.55 | 0 | 0.043 | 0 | 0.253 | 0 | 0.395
2024-08-24 02:00 | 0 | 0.645 | 0 | 0.441 | 0 | 0.272 | 0 | 0.167 | 0 | 0.155 | 0 | 0.548 | 0 | 0.035 | 0 | 0.225 | 0 | 0.312
2024-08-24 03:00 | 0 | 0.644 | 0 | 0.292 | 0 | 0.246 | 0 | 0.129 | 0 | 0.143 | 0 | 0.501 | 0 | 0.017 | 0 | 0.231 | 0 | 0.344
2024-08-24 04:00 | 0 | 0.669 | 0 | 0.119 | 0 | 0.218 | 0 | 0.101 | 0 | 0.13 | 0 | 0.413 | 0 | 0.005 | 0 | 0.236 | 0 | 0.475
2024-08-24 05:00 | 0 | 0.703 | 0 | 0.019 | 0 | 0.178 | 0 | 0.073 | 0 | 0.111 | 0 | 0.314 | 0 | 0.001 | 0 | 0.26 | 0 | 0.505
2024-08-24 06:00 | 0 | 0.748 | 0.002 | 0 | 0.013 | 0.141 | 0.028 | 0.056 | 0.024 | 0.095 | 0 | 0.269 | 0.008 | 0.001 | 0 | 0.27 | 0.022 | 0.479
2024-08-24 07:00 | 0.173 | 0.718 | 0.232 | 0.001 | 0.269 | 0.09 | 0.271 | 0.042 | 0.292 | 0.076 | 0.133 | 0.267 | 0.247 | 0 | 0.005 | 0.276 | 0.257 | 0.405
2024-08-24 08:00 | 0.409 | 0.464 | 0.477 | 0.005 | 0.501 | 0.088 | 0.493 | 0.069 | 0.518 | 0.135 | 0.39 | 0.122 | 0.479 | 0.036 | 0.07 | 0.27 | 0.475 | 0.234
2024-08-24 09:00 | 0.582 | 0.546 | 0.646 | 0.009 | 0.663 | 0.087 | 0.661 | 0.027 | 0.678 | 0.104 | 0.582 | 0.066 | 0.645 | 0.054 | 0.132 | 0.339 | 0.63 | 0.085
2024-08-24 10:00 | 0.694 | 0.622 | 0.748 | 0.259 | 0.763 | 0.07 | 0.762 | 0.005 | 0.774 | 0.064 | 0.707 | 0.098 | 0.75 | 0.023 | 0.214 | 0.358 | 0.723 | 0.137
2024-08-24 11:00 | 0.753 | 0.647 | 0.804 | 0.3 | 0.809 | 0.064 | 0.802 | 0 | 0.815 | 0.044 | 0.771 | 0.25 | 0.797 | 0.009 | 0.278 | 0.367 | 0.766 | 0.233
2024-08-24 12:00 | 0.76 | 0.694 | 0.812 | 0.328 | 0.809 | 0.041 | 0.798 | 0 | 0.809 | 0.027 | 0.793 | 0.301 | 0.8 | 0.002 | 0.281 | 0.364 | 0.76 | 0.22
2024-08-24 13:00 | 0.718 | 0.733 | 0.772 | 0.341 | 0.762 | 0.022 | 0.747 | 0 | 0.756 | 0.012 | 0.769 | 0.323 | 0.756 | 0 | 0.256 | 0.352 | 0.704 | 0.154
2024-08-24 14:00 | 0.625 | 0.768 | 0.681 | 0.328 | 0.664 | 0.013 | 0.65 | 0 | 0.656 | 0.003 | 0.699 | 0.332 | 0.658 | 0 | 0.22 | 0.334 | 0.594 | 0.129
2024-08-24 15:00 | 0.475 | 0.803 | 0.536 | 0.298 | 0.512 | 0.01 | 0.498 | 0 | 0.499 | 0.002 | 0.576 | 0.324 | 0.511 | 0 | 0.234 | 0.311 | 0.423 | 0.126
2024-08-24 16:00 | 0.263 | 0.826 | 0.331 | 0.227 | 0.302 | 0.012 | 0.29 | 0 | 0.285 | 0.005 | 0.395 | 0.296 | 0.305 | 0.001 | 0.15 | 0.266 | 0.197 | 0.095
2024-08-24 17:00 | 0.036 | 0.715 | 0.083 | 0.133 | 0.055 | 0.054 | 0.045 | 0.001 | 0.039 | 0.048 | 0.158 | 0.275 | 0.066 | 0.013 | 0.046 | 0.202 | 0.007 | 0.042
2024-08-24 18:00 | 0 | 0.454 | 0 | 0.067 | 0 | 0.113 | 0 | 0.012 | 0 | 0.139 | 0 | 0.251 | 0 | 0.045 | 0 | 0.174 | 0 | 0.011
2024-08-24 19:00 | 0 | 0.27 | 0 | 0.036 | 0 | 0.133 | 0 | 0.041 | 0 | 0.207 | 0 | 0.2 | 0 | 0.053 | 0 | 0.159 | 0 | 0.005
2024-08-24 20:00 | 0 | 0.231 | 0 | 0.03 | 0 | 0.126 | 0 | 0.076 | 0 | 0.226 | 0 | 0.179 | 0 | 0.044 | 0 | 0.135 | 0 | 0.013
2024-08-24 21:00 | 0 | 0.229 | 0 | 0.035 | 0 | 0.114 | 0 | 0.112 | 0 | 0.217 | 0 | 0.217 | 0 | 0.04 | 0 | 0.121 | 0 | 0.048
2024-08-24 22:00 | 0 | 0.234 | 0 | 0.034 | 0 | 0.105 | 0 | 0.144 | 0 | 0.206 | 0 | 0.295 | 0 | 0.048 | 0 | 0.112 | 0 | 0.154
2024-08-24 23:00 | 0 | 0.236 | 0 | 0.016 | 0 | 0.093 | 0 | 0.173 | 0 | 0.203 | 0 | 0.32 | 0 | 0.067 | 0 | 0.12 | 0 | 0.335
2024-08-25 | 0 | 0.243 | 0 | 0.001 | 0 | 0.074 | 0 | 0.199 | 0 | 0.199 | 0 | 0.291 | 0 | 0.08 | 0 | 0.136 | 0 | 0.481
2024-08-25 01:00 | 0 | 0.248 | 0 | 0 | 0 | 0.057 | 0 | 0.212 | 0 | 0.191 | 0 | 0.252 | 0 | 0.084 | 0 | 0.149 | 0 | 0.52
2024-08-25 02:00 | 0 | 0.249 | 0 | 0 | 0 | 0.045 | 0 | 0.213 | 0 | 0.171 | 0 | 0.216 | 0 | 0.077 | 0 | 0.171 | 0 | 0.491
2024-08-25 03:00 | 0 | 0.252 | 0 | 0 | 0 | 0.038 | 0 | 0.212 | 0 | 0.139 | 0 | 0.196 | 0 | 0.066 | 0 | 0.2 | 0 | 0.471
2024-08-25 04:00 | 0 | 0.239 | 0 | 0 | 0 | 0.033 | 0 | 0.207 | 0 | 0.099 | 0 | 0.207 | 0 | 0.05 | 0 | 0.214 | 0 | 0.464
2024-08-25 05:00 | 0 | 0.203 | 0 | 0.005 | 0 | 0.026 | 0 | 0.201 | 0 | 0.067 | 0 | 0.285 | 0 | 0.042 | 0 | 0.216 | 0 | 0.422
2024-08-25 06:00 | 0 | 0.182 | 0.002 | 0.019 | 0.015 | 0.022 | 0.032 | 0.191 | 0.026 | 0.054 | 0 | 0.425 | 0.008 | 0.046 | 0 | 0.218 | 0.015 | 0.328
2024-08-25 07:00 | 0.1 | 0.153 | 0.232 | 0.051 | 0.271 | 0.021 | 0.292 | 0.105 | 0.293 | 0.041 | 0.131 | 0.526 | 0.242 | 0.051 | 0.009 | 0.232 | 0.184 | 0.203
2024-08-25 08:00 | 0.313 | 0.156 | 0.474 | 0.041 | 0.501 | 0.008 | 0.507 | 0.039 | 0.517 | 0.006 | 0.387 | 0.279 | 0.472 | 0.011 | 0.118 | 0.233 | 0.384 | 0.111
2024-08-25 09:00 | 0.513 | 0.189 | 0.645 | 0.008 | 0.658 | 0.009 | 0.657 | 0.01 | 0.668 | 0.005 | 0.58 | 0.211 | 0.633 | 0.002 | 0.183 | 0.249 | 0.599 | 0.041
2024-08-25 10:00 | 0.643 | 0.254 | 0.751 | 0.137 | 0.76 | 0.001 | 0.751 | 0.002 | 0.764 | 0 | 0.706 | 0.361 | 0.738 | 0 | 0.329 | 0.278 | 0.707 | 0.007
2024-08-25 11:00 | 0.673 | 0.334 | 0.81 | 0.237 | 0.811 | 0 | 0.791 | 0 | 0.81 | 0 | 0.774 | 0.568 | 0.791 | 0 | 0.377 | 0.306 | 0.748 | 0.006
2024-08-25 12:00 | 0.703 | 0.415 | 0.817 | 0.3 | 0.811 | 0.002 | 0.788 | 0 | 0.805 | 0 | 0.795 | 0.586 | 0.794 | 0.001 | 0.419 | 0.352 | 0.747 | 0.016
2024-08-25 13:00 | 0.655 | 0.51 | 0.777 | 0.343 | 0.764 | 0.006 | 0.738 | 0 | 0.754 | 0.002 | 0.771 | 0.556 | 0.751 | 0.003 | 0.463 | 0.413 | 0.693 | 0.042
2024-08-25 14:00 | 0.579 | 0.633 | 0.688 | 0.36 | 0.67 | 0.011 | 0.638 | 0 | 0.656 | 0.006 | 0.7 | 0.516 | 0.659 | 0.006 | 0.373 | 0.438 | 0.584 | 0.069
2024-08-25 15:00 | 0.45 | 0.744 | 0.543 | 0.344 | 0.52 | 0.014 | 0.487 | 0 | 0.502 | 0.007 | 0.576 | 0.462 | 0.514 | 0.007 | 0.298 | 0.442 | 0.411 | 0.091
2024-08-25 16:00 | 0.256 | 0.792 | 0.34 | 0.289 | 0.312 | 0.018 | 0.278 | 0 | 0.29 | 0.01 | 0.394 | 0.379 | 0.31 | 0.006 | 0.175 | 0.422 | 0.18 | 0.093
2024-08-25 17:00 | 0.034 | 0.759 | 0.091 | 0.204 | 0.062 | 0.059 | 0.041 | 0 | 0.042 | 0.051 | 0.157 | 0.265 | 0.071 | 0.021 | 0.055 | 0.336 | 0.006 | 0.1
2024-08-25 18:00 | 0 | 0.604 | 0 | 0.12 | 0 | 0.111 | 0 | 0 | 0 | 0.102 | 0 | 0.136 | 0 | 0.045 | 0 | 0.269 | 0 | 0.09
2024-08-25 19:00 | 0 | 0.376 | 0 | 0.069 | 0 | 0.117 | 0 | 0 | 0 | 0.104 | 0 | 0.048 | 0 | 0.054 | 0 | 0.221 | 0 | 0.066
2024-08-25 20:00 | 0 | 0.312 | 0 | 0.063 | 0 | 0.097 | 0 | 0 | 0 | 0.076 | 0 | 0.014 | 0 | 0.061 | 0 | 0.195 | 0 | 0.049
2024-08-25 21:00 | 0 | 0.299 | 0 | 0.08 | 0 | 0.079 | 0 | 0.001 | 0 | 0.051 | 0 | 0.023 | 0 | 0.074 | 0 | 0.148 | 0 | 0.045
2024-08-25 22:00 | 0 | 0.276 | 0 | 0.092 | 0 | 0.07 | 0 | 0.004 | 0 | 0.039 | 0 | 0.087 | 0 | 0.093 | 0 | 0.115 | 0 | 0.059
2024-08-25 23:00 | 0 | 0.289 | 0 | 0.084 | 0 | 0.06 | 0 | 0.019 | 0 | 0.036 | 0 | 0.233 | 0 | 0.117 | 0 | 0.111 | 0 | 0.084
2024-08-26 | 0 | 0.345 | 0 | 0.053 | 0 | 0.048 | 0 | 0.063 | 0 | 0.036 | 0 | 0.379 | 0 | 0.137 | 0 | 0.114 | 0 | 0.109
2024-08-26 01:00 | 0 | 0.392 | 0 | 0.02 | 0 | 0.039 | 0 | 0.134 | 0 | 0.041 | 0 | 0.447 | 0 | 0.149 | 0 | 0.122 | 0 | 0.129
2024-08-26 02:00 | 0 | 0.433 | 0 | 0.004 | 0 | 0.032 | 0 | 0.199 | 0 | 0.045 | 0 | 0.429 | 0 | 0.149 | 0 | 0.128 | 0 | 0.137
2024-08-26 03:00 | 0 | 0.462 | 0 | 0 | 0 | 0.027 | 0 | 0.244 | 0 | 0.048 | 0 | 0.376 | 0 | 0.139 | 0 | 0.125 | 0 | 0.138
2024-08-26 04:00 | 0 | 0.492 | 0 | 0 | 0 | 0.022 | 0 | 0.274 | 0 | 0.051 | 0 | 0.351 | 0 | 0.123 | 0 | 0.13 | 0 | 0.13
2024-08-26 05:00 | 0 | 0.498 | 0 | 0 | 0 | 0.02 | 0 | 0.291 | 0 | 0.059 | 0 | 0.337 | 0 | 0.106 | 0 | 0.127 | 0 | 0.111
2024-08-26 06:00 | 0 | 0.513 | 0.003 | 0 | 0.013 | 0.014 | 0.029 | 0.279 | 0.024 | 0.064 | 0 | 0.315 | 0.008 | 0.085 | 0 | 0.116 | 0.011 | 0.087
2024-08-26 07:00 | 0.094 | 0.557 | 0.229 | 0.003 | 0.257 | 0.006 | 0.277 | 0.154 | 0.278 | 0.052 | 0.126 | 0.207 | 0.235 | 0.055 | 0.026 | 0.096 | 0.151 | 0.056
2024-08-26 08:00 | 0.271 | 0.687 | 0.471 | 0.004 | 0.487 | 0 | 0.492 | 0.037 | 0.502 | 0.004 | 0.385 | 0.097 | 0.462 | 0.005 | 0.172 | 0.079 | 0.329 | 0.046
2024-08-26 09:00 | 0.449 | 0.684 | 0.64 | 0.053 | 0.644 | 0.003 | 0.639 | 0.003 | 0.654 | 0.001 | 0.583 | 0.124 | 0.621 | 0.001 | 0.288 | 0.093 | 0.553 | 0.031
2024-08-26 10:00 | 0.52 | 0.666 | 0.747 | 0.31 | 0.745 | 0.02 | 0.734 | 0 | 0.75 | 0.012 | 0.715 | 0.108 | 0.725 | 0.008 | 0.461 | 0.116 | 0.656 | 0.023
2024-08-26 11:00 | 0.632 | 0.659 | 0.802 | 0.442 | 0.792 | 0.045 | 0.772 | 0 | 0.792 | 0.04 | 0.792 | 0.075 | 0.773 | 0.023 | 0.526 | 0.135 | 0.687 | 0.03
2024-08-26 12:00 | 0.756 | 0.655 | 0.81 | 0.498 | 0.793 | 0.079 | 0.769 | 0 | 0.788 | 0.078 | 0.813 | 0.064 | 0.777 | 0.044 | 0.554 | 0.168 | 0.685 | 0.072
2024-08-26 13:00 | 0.717 | 0.682 | 0.769 | 0.532 | 0.746 | 0.114 | 0.72 | 0 | 0.735 | 0.122 | 0.786 | 0.089 | 0.733 | 0.067 | 0.509 | 0.202 | 0.633 | 0.154
2024-08-26 14:00 | 0.635 | 0.729 | 0.675 | 0.543 | 0.647 | 0.136 | 0.617 | 0 | 0.629 | 0.153 | 0.714 | 0.154 | 0.633 | 0.086 | 0.55 | 0.223 | 0.488 | 0.245
2024-08-26 15:00 | 0.484 | 0.794 | 0.528 | 0.522 | 0.495 | 0.142 | 0.465 | 0 | 0.469 | 0.167 | 0.59 | 0.233 | 0.485 | 0.093 | 0.514 | 0.236 | 0.275 | 0.311
2024-08-26 16:00 | 0.282 | 0.862 | 0.322 | 0.413 | 0.286 | 0.133 | 0.256 | 0 | 0.253 | 0.167 | 0.407 | 0.296 | 0.281 | 0.088 | 0.29 | 0.247 | 0.098 | 0.325
2024-08-26 17:00 | 0.048 | 0.88 | 0.079 | 0.225 | 0.05 | 0.146 | 0.033 | 0.001 | 0.03 | 0.228 | 0.167 | 0.358 | 0.057 | 0.095 | 0.11 | 0.223 | 0.002 | 0.273
2024-08-26 18:00 | 0 | 0.835 | 0 | 0.103 | 0 | 0.147 | 0 | 0.009 | 0 | 0.278 | 0 | 0.503 | 0 | 0.106 | 0 | 0.205 | 0 | 0.204
2024-08-26 19:00 | 0 | 0.737 | 0 | 0.086 | 0 | 0.112 | 0 | 0.028 | 0 | 0.245 | 0 | 0.574 | 0 | 0.101 | 0 | 0.189 | 0 | 0.156
2024-08-26 20:00 | 0 | 0.613 | 0 | 0.161 | 0 | 0.064 | 0 | 0.05 | 0 | 0.179 | 0 | 0.599 | 0 | 0.083 | 0 | 0.174 | 0 | 0.124
2024-08-26 21:00 | 0 | 0.506 | 0 | 0.302 | 0 | 0.024 | 0 | 0.063 | 0 | 0.115 | 0 | 0.63 | 0 | 0.057 | 0 | 0.159 | 0 | 0.121
2024-08-26 22:00 | 0 | 0.479 | 0 | 0.422 | 0 | 0.004 | 0 | 0.071 | 0 | 0.07 | 0 | 0.657 | 0 | 0.036 | 0 | 0.135 | 0 | 0.147
2024-08-26 23:00 | 0 | 0.501 | 0 | 0.447 | 0 | 0 | 0 | 0.068 | 0 | 0.041 | 0 | 0.654 | 0 | 0.023 | 0 | 0.122 | 0 | 0.201
2024-08-27 | 0 | 0.526 | 0 | 0.368 | 0 | 0 | 0 | 0.076 | 0 | 0.029 | 0 | 0.602 | 0 | 0.016 | 0 | 0.126 | 0 | 0.264
2024-08-27 01:00 | 0 | 0.538 | 0 | 0.254 | 0 | 0 | 0 | 0.092 | 0 | 0.049 | 0 | 0.55 | 0 | 0.012 | 0 | 0.136 | 0 | 0.334
2024-08-27 02:00 | 0 | 0.535 | 0 | 0.171 | 0 | 0 | 0 | 0.111 | 0 | 0.099 | 0 | 0.511 | 0 | 0.011 | 0 | 0.137 | 0 | 0.411
2024-08-27 03:00 | 0 | 0.533 | 0 | 0.124 | 0 | 0 | 0 | 0.131 | 0 | 0.16 | 0 | 0.466 | 0 | 0.011 | 0 | 0.138 | 0 | 0.495
2024-08-27 04:00 | 0 | 0.547 | 0 | 0.092 | 0 | 0.005 | 0 | 0.156 | 0 | 0.237 | 0 | 0.436 | 0 | 0.02 | 0 | 0.129 | 0 | 0.558
2024-08-27 05:00 | 0 | 0.571 | 0 | 0.068 | 0 | 0.015 | 0 | 0.179 | 0 | 0.31 | 0 | 0.398 | 0 | 0.047 | 0 | 0.1 | 0 | 0.571
2024-08-27 06:00 | 0 | 0.58 | 0.003 | 0.054 | 0.01 | 0.021 | 0.021 | 0.198 | 0.018 | 0.354 | 0 | 0.347 | 0.006 | 0.078 | 0 | 0.065 | 0.002 | 0.529
2024-08-27 07:00 | 0.101 | 0.607 | 0.236 | 0.032 | 0.225 | 0.018 | 0.236 | 0.14 | 0.24 | 0.266 | 0.149 | 0.211 | 0.198 | 0.061 | 0.032 | 0.035 | 0.057 | 0.454
2024-08-27 08:00 | 0.332 | 0.7 | 0.482 | 0.01 | 0.452 | 0.005 | 0.452 | 0.141 | 0.462 | 0.253 | 0.414 | 0.088 | 0.427 | 0.005 | 0.264 | 0.025 | 0.134 | 0.417
2024-08-27 09:00 | 0.548 | 0.698 | 0.654 | 0.03 | 0.612 | 0.031 | 0.607 | 0.112 | 0.619 | 0.16 | 0.611 | 0.085 | 0.593 | 0 | 0.496 | 0.022 | 0.199 | 0.415
2024-08-27 10:00 | 0.671 | 0.697 | 0.766 | 0.15 | 0.716 | 0.151 | 0.703 | 0.062 | 0.717 | 0.181 | 0.739 | 0.039 | 0.698 | 0.063 | 0.652 | 0.013 | 0.25 | 0.432
2024-08-27 11:00 | 0.724 | 0.701 | 0.825 | 0.329 | 0.781 | 0.277 | 0.75 | 0.049 | 0.775 | 0.268 | 0.809 | 0.031 | 0.762 | 0.155 | 0.75 | 0.008 | 0.217 | 0.45
2024-08-27 12:00 | 0.732 | 0.69 | 0.834 | 0.431 | 0.783 | 0.358 | 0.747 | 0.059 | 0.771 | 0.345 | 0.832 | 0.045 | 0.765 | 0.208 | 0.796 | 0.008 | 0.207 | 0.447
2024-08-27 13:00 | 0.689 | 0.69 | 0.794 | 0.469 | 0.738 | 0.397 | 0.697 | 0.083 | 0.719 | 0.387 | 0.806 | 0.068 | 0.721 | 0.239 | 0.783 | 0.019 | 0.23 | 0.453
2024-08-27 14:00 | 0.606 | 0.69 | 0.701 | 0.459 | 0.643 | 0.396 | 0.591 | 0.1 | 0.621 | 0.395 | 0.729 | 0.097 | 0.628 | 0.249 | 0.71 | 0.029 | 0.202 | 0.503
2024-08-27 15:00 | 0.463 | 0.669 | 0.554 | 0.422 | 0.493 | 0.363 | 0.435 | 0.1 | 0.462 | 0.37 | 0.599 | 0.119 | 0.481 | 0.247 | 0.586 | 0.031 | 0.117 | 0.586
2024-08-27 16:00 | 0.259 | 0.624 | 0.347 | 0.36 | 0.284 | 0.309 | 0.224 | 0.095 | 0.247 | 0.324 | 0.412 | 0.124 | 0.282 | 0.241 | 0.414 | 0.036 | 0.04 | 0.619
2024-08-27 17:00 | 0.046 | 0.555 | 0.098 | 0.291 | 0.051 | 0.251 | 0.024 | 0.11 | 0.029 | 0.274 | 0.168 | 0.14 | 0.062 | 0.231 | 0.177 | 0.064 | 0 | 0.601
2024-08-27 18:00 | 0 | 0.466 | 0 | 0.28 | 0 | 0.248 | 0 | 0.136 | 0 | 0.218 | 0 | 0.215 | 0 | 0.256 | 0.001 | 0.1 | 0 | 0.572
2024-08-27 19:00 | 0 | 0.375 | 0 | 0.292 | 0 | 0.259 | 0 | 0.17 | 0 | 0.116 | 0 | 0.231 | 0 | 0.315 | 0 | 0.103 | 0 | 0.523
2024-08-27 20:00 | 0 | 0.27 | 0 | 0.313 | 0 | 0.31 | 0 | 0.237 | 0 | 0.035 | 0 | 0.203 | 0 | 0.44 | 0 | 0.087 | 0 | 0.46
2024-08-27 21:00 | 0 | 0.166 | 0 | 0.299 | 0 | 0.377 | 0 | 0.334 | 0 | 0.007 | 0 | 0.177 | 0 | 0.535 | 0 | 0.078 | 0 | 0.413
2024-08-27 22:00 | 0 | 0.074 | 0 | 0.236 | 0 | 0.394 | 0 | 0.428 | 0 | 0.055 | 0 | 0.148 | 0 | 0.532 | 0 | 0.064 | 0 | 0.369
2024-08-27 23:00 | 0 | 0.032 | 0 | 0.146 | 0 | 0.395 | 0 | 0.491 | 0 | 0.187 | 0 | 0.126 | 0 | 0.476 | 0 | 0.04 | 0 | 0.314
2024-08-28 | 0 | 0.022 | 0 | 0.061 | 0 | 0.389 | 0 | 0.539 | 0 | 0.346 | 0 | 0.104 | 0 | 0.386 | 0 | 0.023 | 0 | 0.248
2024-08-28 01:00 | 0 | 0.035 | 0 | 0.023 | 0 | 0.342 | 0 | 0.604 | 0 | 0.41 | 0 | 0.105 | 0 | 0.306 | 0 | 0.012 | 0 | 0.177
2024-08-28 02:00 | 0 | 0.061 | 0 | 0.014 | 0 | 0.285 | 0 | 0.674 | 0 | 0.402 | 0 | 0.109 | 0 | 0.257 | 0 | 0.011 | 0 | 0.105
2024-08-28 03:00 | 0 | 0.085 | 0 | 0.031 | 0 | 0.24 | 0 | 0.62 | 0 | 0.433 | 0 | 0.12 | 0 | 0.231 | 0 | 0.015 | 0 | 0.046
2024-08-28 04:00 | 0 | 0.103 | 0 | 0.084 | 0 | 0.266 | 0 | 0.603 | 0 | 0.443 | 0 | 0.13 | 0 | 0.258 | 0 | 0.011 | 0 | 0.012
2024-08-28 05:00 | 0 | 0.117 | 0 | 0.186 | 0 | 0.378 | 0 | 0.622 | 0 | 0.441 | 0 | 0.126 | 0 | 0.306 | 0 | 0.006 | 0 | 0.001
2024-08-28 06:00 | 0.001 | 0.147 | 0.004 | 0.325 | 0.013 | 0.512 | 0.009 | 0.59 | 0.014 | 0.395 | 0 | 0.111 | 0.007 | 0.365 | 0 | 0.004 | 0.006 | 0.001
2024-08-28 07:00 | 0.192 | 0.125 | 0.238 | 0.328 | 0.22 | 0.464 | 0.138 | 0.618 | 0.197 | 0.249 | 0.144 | 0.086 | 0.208 | 0.274 | 0.038 | 0.003 | 0.097 | 0.007
2024-08-28 08:00 | 0.432 | 0.043 | 0.483 | 0.13 | 0.457 | 0.468 | 0.423 | 0.54 | 0.454 | 0.281 | 0.399 | 0.025 | 0.435 | 0.212 | 0.177 | 0.006 | 0.271 | 0.048
2024-08-28 09:00 | 0.608 | 0.018 | 0.653 | 0.16 | 0.62 | 0.444 | 0.597 | 0.374 | 0.615 | 0.379 | 0.592 | 0 | 0.599 | 0.185 | 0.277 | 0.031 | 0.476 | 0.146
2024-08-28 10:00 | 0.723 | 0.002 | 0.759 | 0.336 | 0.723 | 0.379 | 0.7 | 0.216 | 0.717 | 0.442 | 0.719 | 0.013 | 0.702 | 0.141 | 0.373 | 0.06 | 0.629 | 0.289
2024-08-28 11:00 | 0.78 | 0 | 0.813 | 0.516 | 0.772 | 0.401 | 0.739 | 0.12 | 0.765 | 0.525 | 0.792 | 0.049 | 0.747 | 0.175 | 0.461 | 0.089 | 0.687 | 0.39
2024-08-28 12:00 | 0.788 | 0.001 | 0.821 | 0.594 | 0.77 | 0.47 | 0.736 | 0.079 | 0.762 | 0.591 | 0.815 | 0.089 | 0.75 | 0.265 | 0.563 | 0.134 | 0.676 | 0.484
2024-08-28 13:00 | 0.745 | 0.083 | 0.781 | 0.604 | 0.721 | 0.538 | 0.684 | 0.065 | 0.71 | 0.6 | 0.79 | 0.137 | 0.706 | 0.374 | 0.519 | 0.176 | 0.669 | 0.629
2024-08-28 14:00 | 0.648 | 0.181 | 0.689 | 0.576 | 0.625 | 0.58 | 0.585 | 0.069 | 0.606 | 0.569 | 0.719 | 0.185 | 0.615 | 0.467 | 0.511 | 0.197 | 0.567 | 0.755
2024-08-28 15:00 | 0.491 | 0.341 | 0.546 | 0.538 | 0.471 | 0.613 | 0.429 | 0.086 | 0.446 | 0.525 | 0.593 | 0.22 | 0.465 | 0.523 | 0.386 | 0.204 | 0.401 | 0.8
2024-08-28 16:00 | 0.276 | 0.538 | 0.341 | 0.439 | 0.26 | 0.621 | 0.222 | 0.124 | 0.23 | 0.464 | 0.411 | 0.22 | 0.26 | 0.528 | 0.225 | 0.183 | 0.179 | 0.76
2024-08-28 17:00 | 0.048 | 0.603 | 0.096 | 0.279 | 0.041 | 0.563 | 0.026 | 0.237 | 0.025 | 0.362 | 0.173 | 0.195 | 0.049 | 0.449 | 0.059 | 0.133 | 0.007 | 0.61
2024-08-28 18:00 | 0 | 0.523 | 0 | 0.218 | 0 | 0.552 | 0 | 0.43 | 0 | 0.425 | 0 | 0.218 | 0 | 0.391 | 0 | 0.094 | 0 | 0.375
2024-08-28 19:00 | 0 | 0.392 | 0 | 0.205 | 0 | 0.498 | 0 | 0.503 | 0 | 0.524 | 0 | 0.236 | 0 | 0.323 | 0 | 0.061 | 0 | 0.21
2024-08-28 20:00 | 0 | 0.306 | 0 | 0.214 | 0 | 0.447 | 0 | 0.51 | 0 | 0.592 | 0 | 0.263 | 0 | 0.285 | 0 | 0.037 | 0 | 0.114
2024-08-28 21:00 | 0 | 0.278 | 0 | 0.216 | 0 | 0.424 | 0 | 0.521 | 0 | 0.633 | 0 | 0.294 | 0 | 0.27 | 0 | 0.02 | 0 | 0.041
2024-08-28 22:00 | 0 | 0.293 | 0 | 0.195 | 0 | 0.424 | 0 | 0.516 | 0 | 0.656 | 0 | 0.343 | 0 | 0.262 | 0 | 0.013 | 0 | 0.005
2024-08-28 23:00 | 0 | 0.333 | 0 | 0.176 | 0 | 0.433 | 0 | 0.479 | 0 | 0.656 | 0 | 0.404 | 0 | 0.243 | 0 | 0.01 | 0 | 0.002
2024-08-29 | 0 | 0.376 | 0 | 0.161 | 0 | 0.416 | 0 | 0.432 | 0 | 0.639 | 0 | 0.466 | 0 | 0.204 | 0 | 0.006 | 0 | 0.006
2024-08-29 01:00 | 0 | 0.42 | 0 | 0.144 | 0 | 0.376 | 0 | 0.402 | 0 | 0.602 | 0 | 0.485 | 0 | 0.16 | 0 | 0.002 | 0 | 0.104
2024-08-29 02:00 | 0 | 0.45 | 0 | 0.114 | 0 | 0.343 | 0 | 0.37 | 0 | 0.562 | 0 | 0.442 | 0 | 0.126 | 0 | 0.001 | 0 | 0.295
2024-08-29 03:00 | 0 | 0.501 | 0 | 0.08 | 0 | 0.33 | 0 | 0.334 | 0 | 0.53 | 0 | 0.365 | 0 | 0.113 | 0 | 0.001 | 0 | 0.466
2024-08-29 04:00 | 0 | 0.532 | 0 | 0.048 | 0 | 0.344 | 0 | 0.3 | 0 | 0.498 | 0 | 0.279 | 0 | 0.118 | 0 | 0 | 0 | 0.56
2024-08-29 05:00 | 0 | 0.51 | 0 | 0.036 | 0 | 0.377 | 0 | 0.259 | 0 | 0.467 | 0 | 0.195 | 0 | 0.136 | 0 | 0 | 0 | 0.605
2024-08-29 06:00 | 0.001 | 0.484 | 0.004 | 0.043 | 0.009 | 0.403 | 0.017 | 0.208 | 0.016 | 0.43 | 0 | 0.125 | 0.006 | 0.161 | 0 | 0.001 | 0.007 | 0.605
2024-08-29 07:00 | 0.192 | 0.349 | 0.226 | 0.076 | 0.205 | 0.283 | 0.207 | 0.102 | 0.217 | 0.288 | 0.142 | 0.062 | 0.184 | 0.123 | 0.013 | 0.006 | 0.1 | 0.546
2024-08-29 08:00 | 0.431 | 0.209 | 0.465 | 0.039 | 0.436 | 0.302 | 0.421 | 0.148 | 0.442 | 0.334 | 0.404 | 0.011 | 0.413 | 0.141 | 0.109 | 0.018 | 0.272 | 0.55
2024-08-29 09:00 | 0.608 | 0.113 | 0.635 | 0.01 | 0.605 | 0.493 | 0.58 | 0.17 | 0.607 | 0.414 | 0.603 | 0.02 | 0.582 | 0.294 | 0.238 | 0.051 | 0.466 | 0.436
2024-08-29 10:00 | 0.722 | 0.076 | 0.745 | 0.098 | 0.711 | 0.61 | 0.68 | 0.197 | 0.709 | 0.507 | 0.732 | 0.025 | 0.688 | 0.41 | 0.21 | 0.123 | 0.582 | 0.325
2024-08-29 11:00 | 0.742 | 0.054 | 0.806 | 0.186 | 0.759 | 0.684 | 0.74 | 0.241 | 0.764 | 0.575 | 0.799 | 0.039 | 0.735 | 0.509 | 0.255 | 0.218 | 0.68 | 0.245
2024-08-29 12:00 | 0.73 | 0.03 | 0.813 | 0.294 | 0.756 | 0.731 | 0.737 | 0.283 | 0.759 | 0.615 | 0.823 | 0.1 | 0.735 | 0.593 | 0.251 | 0.325 | 0.653 | 0.209
2024-08-29 13:00 | 0.687 | 0.044 | 0.771 | 0.421 | 0.705 | 0.763 | 0.687 | 0.328 | 0.705 | 0.639 | 0.798 | 0.22 | 0.688 | 0.69 | 0.309 | 0.436 | 0.594 | 0.246
2024-08-29 14:00 | 0.575 | 0.084 | 0.676 | 0.457 | 0.588 | 0.791 | 0.582 | 0.355 | 0.593 | 0.647 | 0.725 | 0.323 | 0.58 | 0.741 | 0.272 | 0.489 | 0.456 | 0.358
2024-08-29 15:00 | 0.45 | 0.136 | 0.529 | 0.425 | 0.432 | 0.808 | 0.429 | 0.351 | 0.429 | 0.647 | 0.592 | 0.42 | 0.431 | 0.722 | 0.191 | 0.484 | 0.3 | 0.43
2024-08-29 16:00 | 0.288 | 0.255 | 0.322 | 0.323 | 0.228 | 0.777 | 0.225 | 0.329 | 0.214 | 0.63 | 0.401 | 0.498 | 0.231 | 0.621 | 0.101 | 0.434 | 0.105 | 0.41
2024-08-29 17:00 | 0.057 | 0.373 | 0.053 | 0.182 | 0.033 | 0.644 | 0.028 | 0.32 | 0.023 | 0.592 | 0.08 | 0.534 | 0.039 | 0.402 | 0.033 | 0.42 | 0.002 | 0.294
2024-08-29 18:00 | 0 | 0.334 | 0 | 0.173 | 0 | 0.534 | 0 | 0.388 | 0 | 0.638 | 0 | 0.607 | 0 | 0.391 | 0 | 0.474 | 0 | 0.206
2024-08-29 19:00 | 0 | 0.148 | 0 | 0.231 | 0 | 0.523 | 0 | 0.457 | 0 | 0.61 | 0 | 0.693 | 0 | 0.491 | 0 | 0.522 | 0 | 0.174
2024-08-29 20:00 | 0 | 0.032 | 0 | 0.327 | 0 | 0.635 | 0 | 0.544 | 0 | 0.637 | 0 | 0.779 | 0 | 0.527 | 0 | 0.549 | 0 | 0.14
2024-08-29 21:00 | 0 | 0.005 | 0 | 0.482 | 0 | 0.693 | 0 | 0.633 | 0 | 0.765 | 0 | 0.814 | 0 | 0.484 | 0 | 0.56 | 0 | 0.134
2024-08-29 22:00 | 0 | 0.017 | 0 | 0.614 | 0 | 0.658 | 0 | 0.681 | 0 | 0.81 | 0 | 0.823 | 0 | 0.415 | 0 | 0.62 | 0 | 0.128
2024-08-29 23:00 | 0 | 0.071 | 0 | 0.641 | 0 | 0.601 | 0 | 0.697 | 0 | 0.804 | 0 | 0.762 | 0 | 0.407 | 0 | 0.666 | 0 | 0.123
2024-08-30 | 0 | 0.17 | 0 | 0.608 | 0 | 0.528 | 0 | 0.69 | 0 | 0.739 | 0 | 0.727 | 0 | 0.455 | 0 | 0.687 | 0 | 0.136
2024-08-30 01:00 | 0 | 0.317 | 0 | 0.526 | 0 | 0.424 | 0 | 0.688 | 0 | 0.695 | 0 | 0.699 | 0 | 0.47 | 0 | 0.658 | 0 | 0.149
2024-08-30 02:00 | 0 | 0.44 | 0 | 0.42 | 0 | 0.305 | 0 | 0.705 | 0 | 0.635 | 0 | 0.622 | 0 | 0.479 | 0 | 0.596 | 0 | 0.147
2024-08-30 03:00 | 0 | 0.505 | 0 | 0.347 | 0 | 0.268 | 0 | 0.72 | 0 | 0.538 | 0 | 0.501 | 0 | 0.546 | 0 | 0.552 | 0 | 0.141
2024-08-30 04:00 | 0 | 0.544 | 0 | 0.328 | 0 | 0.291 | 0 | 0.721 | 0 | 0.424 | 0 | 0.384 | 0 | 0.568 | 0 | 0.437 | 0 | 0.142
2024-08-30 05:00 | 0 | 0.674 | 0 | 0.367 | 0 | 0.291 | 0 | 0.697 | 0 | 0.284 | 0 | 0.33 | 0 | 0.569 | 0 | 0.313 | 0 | 0.133
2024-08-30 06:00 | 0.001 | 0.802 | 0.004 | 0.392 | 0.013 | 0.34 | 0.015 | 0.643 | 0.015 | 0.179 | 0 | 0.338 | 0.009 | 0.581 | 0 | 0.249 | 0.005 | 0.08
2024-08-30 07:00 | 0.159 | 0.839 | 0.251 | 0.333 | 0.233 | 0.284 | 0.178 | 0.479 | 0.207 | 0.082 | 0.027 | 0.367 | 0.222 | 0.447 | 0.026 | 0.185 | 0.082 | 0.015
2024-08-30 08:00 | 0.391 | 0.92 | 0.502 | 0.414 | 0.473 | 0.376 | 0.371 | 0.455 | 0.434 | 0.138 | 0.167 | 0.407 | 0.462 | 0.568 | 0.16 | 0.157 | 0.205 | 0.002
2024-08-30 09:00 | 0.528 | 0.969 | 0.679 | 0.505 | 0.649 | 0.454 | 0.525 | 0.547 | 0.603 | 0.229 | 0.55 | 0.412 | 0.64 | 0.613 | 0.307 | 0.153 | 0.373 | 0.003
2024-08-30 10:00 | 0.581 | 0.978 | 0.791 | 0.505 | 0.75 | 0.445 | 0.62 | 0.571 | 0.715 | 0.314 | 0.744 | 0.304 | 0.752 | 0.527 | 0.353 | 0.157 | 0.55 | 0.104
2024-08-30 11:00 | 0.595 | 0.981 | 0.849 | 0.476 | 0.794 | 0.515 | 0.671 | 0.559 | 0.777 | 0.439 | 0.829 | 0.225 | 0.801 | 0.538 | 0.568 | 0.201 | 0.594 | 0.454
2024-08-30 12:00 | 0.617 | 0.983 | 0.856 | 0.479 | 0.805 | 0.645 | 0.687 | 0.514 | 0.782 | 0.583 | 0.853 | 0.188 | 0.808 | 0.615 | 0.472 | 0.272 | 0.562 | 0.867
2024-08-30 13:00 | 0.631 | 0.98 | 0.815 | 0.486 | 0.762 | 0.712 | 0.621 | 0.459 | 0.743 | 0.685 | 0.826 | 0.211 | 0.763 | 0.669 | 0.364 | 0.352 | 0.477 | 0.983
2024-08-30 14:00 | 0.601 | 0.972 | 0.72 | 0.498 | 0.677 | 0.739 | 0.544 | 0.433 | 0.649 | 0.739 | 0.748 | 0.245 | 0.682 | 0.718 | 0.274 | 0.41 | 0.428 | 0.991
2024-08-30 15:00 | 0.485 | 0.969 | 0.572 | 0.481 | 0.54 | 0.758 | 0.41 | 0.464 | 0.477 | 0.754 | 0.618 | 0.22 | 0.553 | 0.77 | 0.237 | 0.422 | 0.383 | 0.991
2024-08-30 16:00 | 0.292 | 0.964 | 0.363 | 0.43 | 0.35 | 0.763 | 0.225 | 0.547 | 0.26 | 0.743 | 0.43 | 0.167 | 0.357 | 0.799 | 0.232 | 0.405 | 0.196 | 0.983
2024-08-30 17:00 | 0.06 | 0.933 | 0.112 | 0.392 | 0.091 | 0.722 | 0.032 | 0.645 | 0.048 | 0.692 | 0.187 | 0.123 | 0.109 | 0.763 | 0.061 | 0.319 | 0.011 | 0.951
2024-08-30 18:00 | 0 | 0.892 | 0 | 0.429 | 0 | 0.75 | 0 | 0.737 | 0 | 0.729 | 0 | 0.11 | 0 | 0.766 | 0 | 0.266 | 0 | 0.882
2024-08-30 19:00 | 0 | 0.836 | 0 | 0.429 | 0 | 0.765 | 0 | 0.78 | 0 | 0.74 | 0 | 0.1 | 0 | 0.779 | 0 | 0.264 | 0 | 0.763
2024-08-30 20:00 | 0 | 0.78 | 0 | 0.414 | 0 | 0.757 | 0 | 0.785 | 0 | 0.737 | 0 | 0.088 | 0 | 0.758 | 0 | 0.278 | 0 | 0.634
2024-08-30 21:00 | 0 | 0.702 | 0 | 0.39 | 0 | 0.744 | 0 | 0.759 | 0 | 0.75 | 0 | 0.087 | 0 | 0.723 | 0 | 0.274 | 0 | 0.546
2024-08-30 22:00 | 0 | 0.618 | 0 | 0.382 | 0 | 0.726 | 0 | 0.713 | 0 | 0.756 | 0 | 0.103 | 0 | 0.704 | 0 | 0.299 | 0 | 0.51
2024-08-30 23:00 | 0 | 0.607 | 0 | 0.395 | 0 | 0.727 | 0 | 0.669 | 0 | 0.761 | 0 | 0.125 | 0 | 0.705 | 0 | 0.346 | 0 | 0.521
2024-08-31 | 0 | 0.663 | 0 | 0.382 | 0 | 0.723 | 0 | 0.592 | 0 | 0.751 | 0 | 0.133 | 0 | 0.707 | 0 | 0.376 | 0 | 0.529
2024-08-31 01:00 | 0 | 0.705 | 0 | 0.35 | 0 | 0.714 | 0 | 0.499 | 0 | 0.73 | 0 | 0.133 | 0 | 0.708 | 0 | 0.369 | 0 | 0.519
2024-08-31 02:00 | 0 | 0.734 | 0 | 0.305 | 0 | 0.686 | 0 | 0.405 | 0 | 0.703 | 0 | 0.136 | 0 | 0.7 | 0 | 0.376 | 0 | 0.47
2024-08-31 03:00 | 0 | 0.753 | 0 | 0.256 | 0 | 0.682 | 0 | 0.305 | 0 | 0.697 | 0 | 0.148 | 0 | 0.691 | 0 | 0.368 | 0 | 0.413
2024-08-31 04:00 | 0 | 0.763 | 0 | 0.22 | 0 | 0.682 | 0 | 0.22 | 0 | 0.676 | 0 | 0.175 | 0 | 0.681 | 0 | 0.357 | 0 | 0.352
2024-08-31 05:00 | 0 | 0.772 | 0 | 0.195 | 0 | 0.661 | 0 | 0.158 | 0 | 0.62 | 0 | 0.191 | 0 | 0.668 | 0 | 0.362 | 0 | 0.282
2024-08-31 06:00 | 0.002 | 0.776 | 0.007 | 0.159 | 0.029 | 0.61 | 0.043 | 0.12 | 0.045 | 0.547 | 0 | 0.188 | 0.02 | 0.633 | 0 | 0.344 | 0.039 | 0.212
2024-08-31 07:00 | 0.19 | 0.716 | 0.252 | 0.071 | 0.312 | 0.354 | 0.307 | 0.079 | 0.33 | 0.278 | 0.155 | 0.156 | 0.293 | 0.397 | 0.008 | 0.321 | 0.282 | 0.104
2024-08-31 08:00 | 0.425 | 0.865 | 0.496 | 0.002 | 0.546 | 0.355 | 0.526 | 0.212 | 0.557 | 0.164 | 0.415 | 0.05 | 0.528 | 0.459 | 0.076 | 0.289 | 0.5 | 0.013
2024-08-31 09:00 | 0.604 | 0.909 | 0.669 | 0.02 | 0.709 | 0.228 | 0.677 | 0.325 | 0.711 | 0.05 | 0.608 | 0.017 | 0.692 | 0.395 | 0.165 | 0.309 | 0.656 | 0.005
2024-08-31 10:00 | 0.72 | 0.901 | 0.782 | 0.025 | 0.81 | 0.047 | 0.771 | 0.26 | 0.804 | 0.009 | 0.739 | 0.006 | 0.794 | 0.117 | 0.345 | 0.411 | 0.755 | 0.002
2024-08-31 11:00 | 0.779 | 0.875 | 0.839 | 0.026 | 0.853 | 0 | 0.807 | 0.156 | 0.842 | 0.011 | 0.813 | 0.003 | 0.84 | 0.011 | 0.437 | 0.501 | 0.801 | 0
2024-08-31 12:00 | 0.786 | 0.835 | 0.844 | 0.025 | 0.848 | 0 | 0.802 | 0.09 | 0.836 | 0.023 | 0.835 | 0.001 | 0.84 | 0 | 0.54 | 0.547 | 0.795 | 0
2024-08-31 13:00 | 0.744 | 0.801 | 0.801 | 0.025 | 0.799 | 0 | 0.751 | 0.059 | 0.783 | 0.043 | 0.808 | 0 | 0.793 | 0 | 0.565 | 0.557 | 0.74 | 0.001
2024-08-31 14:00 | 0.65 | 0.79 | 0.708 | 0.027 | 0.702 | 0.001 | 0.648 | 0.048 | 0.681 | 0.05 | 0.733 | 0 | 0.698 | 0 | 0.463 | 0.542 | 0.632 | 0.033
2024-08-31 15:00 | 0.503 | 0.795 | 0.561 | 0.036 | 0.551 | 0.003 | 0.492 | 0.052 | 0.522 | 0.045 | 0.606 | 0 | 0.55 | 0 | 0.361 | 0.494 | 0.465 | 0.09
2024-08-31 16:00 | 0.299 | 0.787 | 0.356 | 0.054 | 0.342 | 0.005 | 0.28 | 0.075 | 0.305 | 0.044 | 0.423 | 0 | 0.345 | 0 | 0.239 | 0.414 | 0.242 | 0.128
2024-08-31 17:00 | 0.065 | 0.759 | 0.111 | 0.117 | 0.086 | 0.015 | 0.046 | 0.201 | 0.055 | 0.118 | 0.186 | 0.001 | 0.1 | 0 | 0.092 | 0.256 | 0.018 | 0.149
2024-08-31 18:00 | 0 | 0.683 | 0 | 0.197 | 0 | 0.036 | 0 | 0.428 | 0 | 0.228 | 0 | 0.034 | 0 | 0.002 | 0 | 0.169 | 0 | 0.141
2024-08-31 19:00 | 0 | 0.52 | 0 | 0.227 | 0 | 0.046 | 0 | 0.494 | 0 | 0.267 | 0 | 0.101 | 0 | 0.006 | 0 | 0.139 | 0 | 0.133
2024-08-31 20:00 | 0 | 0.395 | 0 | 0.225 | 0 | 0.045 | 0 | 0.459 | 0 | 0.261 | 0 | 0.148 | 0 | 0.015 | 0 | 0.108 | 0 | 0.126
2024-08-31 21:00 | 0 | 0.303 | 0 | 0.208 | 0 | 0.045 | 0 | 0.41 | 0 | 0.227 | 0 | 0.155 | 0 | 0.037 | 0 | 0.085 | 0 | 0.137
2024-08-31 22:00 | 0 | 0.278 | 0 | 0.184 | 0 | 0.049 | 0 | 0.381 | 0 | 0.182 | 0 | 0.133 | 0 | 0.095 | 0 | 0.074 | 0 | 0.157
2024-08-31 23:00 | 0 | 0.32 | 0 | 0.148 | 0 | 0.042 | 0 | 0.335 | 0 | 0.141 | 0 | 0.105 | 0 | 0.149 | 0 | 0.074 | 0 | 0.159
2024-09-01 | 0 | 0.403 | 0 | 0.108 | 0 | 0.026 | 0 | 0.27 | 0 | 0.111 | 0 | 0.084 | 0 | 0.187 | 0 | 0.08 | 0 | 0.144
2024-09-01 01:00 | 0 | 0.459 | 0 | 0.082 | 0 | 0.011 | 0 | 0.196 | 0 | 0.085 | 0 | 0.073 | 0 | 0.207 | 0 | 0.068 | 0 | 0.123
2024-09-01 02:00 | 0 | 0.522 | 0 | 0.062 | 0 | 0.003 | 0 | 0.125 | 0 | 0.07 | 0 | 0.076 | 0 | 0.193 | 0 | 0.046 | 0 | 0.13
2024-09-01 03:00 | 0 | 0.566 | 0 | 0.038 | 0 | 0.001 | 0 | 0.062 | 0 | 0.055 | 0 | 0.104 | 0 | 0.156 | 0 | 0.04 | 0 | 0.145
2024-09-01 04:00 | 0 | 0.596 | 0 | 0.016 | 0 | 0 | 0 | 0.02 | 0 | 0.037 | 0 | 0.167 | 0 | 0.118 | 0 | 0.034 | 0 | 0.115
2024-09-01 05:00 | 0 | 0.626 | 0 | 0.006 | 0 | 0 | 0 | 0.004 | 0 | 0.034 | 0 | 0.245 | 0 | 0.084 | 0 | 0.02 | 0 | 0.047
2024-09-01 06:00 | 0.001 | 0.608 | 0.007 | 0.002 | 0.025 | 0 | 0.022 | 0 | 0.03 | 0.037 | 0 | 0.317 | 0.016 | 0.052 | 0 | 0.012 | 0.038 | 0.123
2024-09-01 07:00 | 0.133 | 0.561 | 0.248 | 0.001 | 0.288 | 0 | 0.217 | 0 | 0.264 | 0.025 | 0.153 | 0.344 | 0.26 | 0.01 | 0.056 | 0.006 | 0.272 | 0.17
2024-09-01 08:00 | 0.341 | 0.689 | 0.489 | 0 | 0.52 | 0.002 | 0.519 | 0.002 | 0.521 | 0.065 | 0.406 | 0.165 | 0.49 | 0 | 0.293 | 0.004 | 0.484 | 0.225
2024-09-01 09:00 | 0.551 | 0.756 | 0.658 | 0.021 | 0.682 | 0.083 | 0.672 | 0.017 | 0.689 | 0.168 | 0.598 | 0.037 | 0.657 | 0.006 | 0.512 | 0.003 | 0.638 | 0.231
2024-09-01 10:00 | 0.673 | 0.763 | 0.765 | 0.098 | 0.785 | 0.139 | 0.767 | 0.018 | 0.787 | 0.156 | 0.722 | 0.005 | 0.762 | 0.02 | 0.662 | 0.001 | 0.734 | 0.204
2024-09-01 11:00 | 0.756 | 0.734 | 0.822 | 0.105 | 0.834 | 0.123 | 0.811 | 0.017 | 0.831 | 0.091 | 0.796 | 0.003 | 0.814 | 0.013 | 0.756 | 0.001 | 0.777 | 0.21
2024-09-01 12:00 | 0.774 | 0.71 | 0.83 | 0.095 | 0.834 | 0.083 | 0.806 | 0.015 | 0.827 | 0.04 | 0.82 | 0.003 | 0.818 | 0.004 | 0.798 | 0.001 | 0.771 | 0.243
2024-09-01 13:00 | 0.735 | 0.704 | 0.79 | 0.084 | 0.787 | 0.054 | 0.756 | 0.011 | 0.777 | 0.024 | 0.797 | 0.003 | 0.775 | 0.001 | 0.786 | 0 | 0.716 | 0.288
2024-09-01 14:00 | 0.642 | 0.688 | 0.699 | 0.071 | 0.69 | 0.041 | 0.654 | 0.008 | 0.678 | 0.022 | 0.725 | 0.003 | 0.681 | 0 | 0.722 | 0.001 | 0.608 | 0.311
2024-09-01 15:00 | 0.496 | 0.657 | 0.555 | 0.059 | 0.539 | 0.035 | 0.502 | 0.007 | 0.525 | 0.024 | 0.602 | 0.003 | 0.536 | 0 | 0.602 | 0.004 | 0.442 | 0.304
2024-09-01 16:00 | 0.292 | 0.617 | 0.354 | 0.047 | 0.33 | 0.035 | 0.293 | 0.01 | 0.314 | 0.021 | 0.423 | 0.002 | 0.334 | 0.001 | 0.425 | 0.019 | 0.219 | 0.274
2024-09-01 17:00 | 0.063 | 0.552 | 0.112 | 0.047 | 0.081 | 0.068 | 0.053 | 0.026 | 0.062 | 0.036 | 0.189 | 0 | 0.095 | 0.011 | 0.192 | 0.059 | 0.013 | 0.21
2024-09-01 18:00 | 0 | 0.395 | 0 | 0.043 | 0 | 0.145 | 0 | 0.05 | 0 | 0.063 | 0 | 0 | 0 | 0.043 | 0.003 | 0.1 | 0 | 0.124
2024-09-01 19:00 | 0 | 0.174 | 0 | 0.031 | 0 | 0.243 | 0 | 0.107 | 0 | 0.087 | 0 | 0 | 0 | 0.082 | 0 | 0.114 | 0 | 0.047
2024-09-01 20:00 | 0 | 0.03 | 0 | 0.017 | 0 | 0.335 | 0 | 0.21 | 0 | 0.096 | 0 | 0 | 0 | 0.115 | 0 | 0.114 | 0 | 0.008
2024-09-01 21:00 | 0 | 0 | 0 | 0.008 | 0 | 0.384 | 0 | 0.303 | 0 | 0.086 | 0 | 0 | 0 | 0.178 | 0 | 0.097 | 0 | 0.001
2024-09-01 22:00 | 0 | 0 | 0 | 0.003 | 0 | 0.385 | 0 | 0.35 | 0 | 0.065 | 0 | 0 | 0 | 0.241 | 0 | 0.064 | 0 | 0
2024-09-01 23:00 | 0 | 0.035 | 0 | 0.002 | 0 | 0.362 | 0 | 0.325 | 0 | 0.039 | 0 | 0 | 0 | 0.281 | 0 | 0.03 | 0 | 0
2024-09-02 | 0 | 0.131 | 0 | 0.002 | 0 | 0.334 | 0 | 0.257 | 0 | 0.02 | 0 | 0.006 | 0 | 0.305 | 0 | 0.01 | 0 | 0
2024-09-02 01:00 | 0 | 0.214 | 0 | 0.004 | 0 | 0.305 | 0 | 0.197 | 0 | 0.035 | 0 | 0.027 | 0 | 0.32 | 0 | 0.004 | 0 | 0.002
2024-09-02 02:00 | 0 | 0.264 | 0 | 0.017 | 0 | 0.256 | 0 | 0.165 | 0 | 0.082 | 0 | 0.058 | 0 | 0.333 | 0 | 0.005 | 0 | 0.007
2024-09-02 03:00 | 0 | 0.314 | 0 | 0.049 | 0 | 0.196 | 0 | 0.162 | 0 | 0.126 | 0 | 0.107 | 0 | 0.347 | 0 | 0.016 | 0 | 0.02
2024-09-02 04:00 | 0 | 0.386 | 0 | 0.105 | 0 | 0.151 | 0 | 0.172 | 0 | 0.165 | 0 | 0.212 | 0 | 0.36 | 0 | 0.053 | 0 | 0.051
2024-09-02 05:00 | 0 | 0.477 | 0 | 0.176 | 0 | 0.125 | 0 | 0.186 | 0 | 0.192 | 0 | 0.427 | 0 | 0.346 | 0 | 0.074 | 0 | 0.113
2024-09-02 06:00 | 0.004 | 0.557 | 0.009 | 0.23 | 0.026 | 0.108 | 0.037 | 0.19 | 0.036 | 0.194 | 0 | 0.672 | 0.017 | 0.294 | 0 | 0.038 | 0.029 | 0.189
2024-09-02 07:00 | 0.211 | 0.481 | 0.25 | 0.196 | 0.283 | 0.072 | 0.276 | 0.151 | 0.289 | 0.141 | 0.155 | 0.753 | 0.255 | 0.148 | 0.074 | 0.008 | 0.257 | 0.192
2024-09-02 08:00 | 0.444 | 0.204 | 0.49 | 0.049 | 0.51 | 0.021 | 0.493 | 0.209 | 0.511 | 0.148 | 0.409 | 0.421 | 0.483 | 0.022 | 0.317 | 0.001 | 0.475 | 0.169
2024-09-02 09:00 | 0.609 | 0.256 | 0.657 | 0.001 | 0.668 | 0.004 | 0.65 | 0.116 | 0.669 | 0.075 | 0.602 | 0.214 | 0.644 | 0.001 | 0.529 | 0 | 0.631 | 0.136
2024-09-02 10:00 | 0.716 | 0.305 | 0.764 | 0.038 | 0.769 | 0.007 | 0.747 | 0.065 | 0.766 | 0.049 | 0.72 | 0.557 | 0.747 | 0 | 0.678 | 0.002 | 0.727 | 0.118
2024-09-02 11:00 | 0.77 | 0.361 | 0.819 | 0.07 | 0.816 | 0.016 | 0.788 | 0.044 | 0.81 | 0.048 | 0.787 | 0.6 | 0.795 | 0.001 | 0.769 | 0.054 | 0.772 | 0.126
2024-09-02 12:00 | 0.778 | 0.444 | 0.827 | 0.091 | 0.817 | 0.025 | 0.784 | 0.031 | 0.807 | 0.05 | 0.81 | 0.523 | 0.797 | 0.003 | 0.807 | 0.141 | 0.769 | 0.125
2024-09-02 13:00 | 0.739 | 0.516 | 0.788 | 0.114 | 0.77 | 0.031 | 0.732 | 0.02 | 0.757 | 0.049 | 0.785 | 0.432 | 0.752 | 0.005 | 0.793 | 0.174 | 0.716 | 0.131
2024-09-02 14:00 | 0.651 | 0.563 | 0.699 | 0.138 | 0.671 | 0.035 | 0.628 | 0.013 | 0.655 | 0.043 | 0.714 | 0.343 | 0.652 | 0.006 | 0.727 | 0.153 | 0.61 | 0.141
2024-09-02 15:00 | 0.509 | 0.624 | 0.556 | 0.166 | 0.52 | 0.039 | 0.474 | 0.014 | 0.499 | 0.035 | 0.587 | 0.277 | 0.503 | 0.006 | 0.606 | 0.123 | 0.447 | 0.169
2024-09-02 16:00 | 0.308 | 0.619 | 0.354 | 0.17 | 0.312 | 0.047 | 0.265 | 0.02 | 0.288 | 0.032 | 0.397 | 0.221 | 0.298 | 0.007 | 0.426 | 0.134 | 0.227 | 0.197
2024-09-02 17:00 | 0.073 | 0.457 | 0.107 | 0.121 | 0.072 | 0.093 | 0.043 | 0.088 | 0.05 | 0.078 | 0.16 | 0.169 | 0.073 | 0.018 | 0.191 | 0.172 | 0.016 | 0.169
2024-09-02 18:00 | 0 | 0.212 | 0 | 0.058 | 0 | 0.141 | 0 | 0.239 | 0 | 0.183 | 0 | 0.106 | 0 | 0.039 | 0.003 | 0.219 | 0 | 0.112
2024-09-02 19:00 | 0 | 0.076 | 0 | 0.032 | 0 | 0.141 | 0 | 0.332 | 0 | 0.257 | 0 | 0.058 | 0 | 0.058 | 0 | 0.26 | 0 | 0.063
2024-09-02 20:00 | 0 | 0.053 | 0 | 0.056 | 0 | 0.12 | 0 | 0.361 | 0 | 0.281 | 0 | 0.043 | 0 | 0.077 | 0 | 0.284 | 0 | 0.048
2024-09-02 21:00 | 0 | 0.068 | 0 | 0.133 | 0 | 0.102 | 0 | 0.355 | 0 | 0.269 | 0 | 0.067 | 0 | 0.098 | 0 | 0.245 | 0 | 0.05
2024-09-02 22:00 | 0 | 0.131 | 0 | 0.252 | 0 | 0.097 | 0 | 0.335 | 0 | 0.233 | 0 | 0.123 | 0 | 0.115 | 0 | 0.185 | 0 | 0.055
2024-09-02 23:00 | 0 | 0.266 | 0 | 0.348 | 0 | 0.09 | 0 | 0.311 | 0 | 0.17 | 0 | 0.208 | 0 | 0.116 | 0 | 0.152 | 0 | 0.063
2024-09-03 | 0 | 0.378 | 0 | 0.358 | 0 | 0.083 | 0 | 0.271 | 0 | 0.106 | 0 | 0.313 | 0 | 0.105 | 0 | 0.144 | 0 | 0.076
2024-09-03 01:00 | 0 | 0.425 | 0 | 0.28 | 0 | 0.082 | 0 | 0.231 | 0 | 0.059 | 0 | 0.415 | 0 | 0.093 | 0 | 0.141 | 0 | 0.094
2024-09-03 02:00 | 0 | 0.476 | 0 | 0.156 | 0 | 0.076 | 0 | 0.189 | 0 | 0.027 | 0 | 0.502 | 0 | 0.074 | 0 | 0.134 | 0 | 0.172
2024-09-03 03:00 | 0 | 0.506 | 0 | 0.054 | 0 | 0.061 | 0 | 0.153 | 0 | 0.011 | 0 | 0.566 | 0 | 0.054 | 0 | 0.155 | 0 | 0.323
2024-09-03 04:00 | 0 | 0.54 | 0 | 0.01 | 0 | 0.042 | 0 | 0.121 | 0 | 0.003 | 0 | 0.607 | 0 | 0.032 | 0 | 0.194 | 0 | 0.498
2024-09-03 05:00 | 0 | 0.513 | 0 | 0.004 | 0 | 0.033 | 0 | 0.1 | 0 | 0.002 | 0 | 0.625 | 0 | 0.02 | 0 | 0.227 | 0 | 0.573
2024-09-03 06:00 | 0 | 0.504 | 0.008 | 0.011 | 0.022 | 0.035 | 0.037 | 0.085 | 0.032 | 0.003 | 0 | 0.63 | 0.014 | 0.014 | 0 | 0.29 | 0.035 | 0.586
2024-09-03 07:00 | 0.08 | 0.454 | 0.237 | 0.038 | 0.261 | 0.029 | 0.274 | 0.037 | 0.275 | 0.002 | 0.119 | 0.568 | 0.234 | 0.008 | 0.037 | 0.364 | 0.252 | 0.555
2024-09-03 08:00 | 0.247 | 0.472 | 0.474 | 0.025 | 0.494 | 0.031 | 0.494 | 0.019 | 0.516 | 0.027 | 0.366 | 0.209 | 0.466 | 0.01 | 0.229 | 0.374 | 0.453 | 0.541
2024-09-03 09:00 | 0.503 | 0.435 | 0.642 | 0 | 0.649 | 0.104 | 0.647 | 0.01 | 0.667 | 0.176 | 0.56 | 0.101 | 0.626 | 0.02 | 0.461 | 0.481 | 0.6 | 0.439
2024-09-03 10:00 | 0.585 | 0.365 | 0.742 | 0.089 | 0.751 | 0.104 | 0.744 | 0.005 | 0.764 | 0.153 | 0.685 | 0.155 | 0.73 | 0.017 | 0.634 | 0.546 | 0.714 | 0.379
2024-09-03 11:00 | 0.606 | 0.311 | 0.797 | 0.137 | 0.8 | 0.102 | 0.79 | 0.001 | 0.807 | 0.123 | 0.756 | 0.173 | 0.783 | 0.018 | 0.742 | 0.545 | 0.775 | 0.382
2024-09-03 12:00 | 0.584 | 0.288 | 0.798 | 0.159 | 0.8 | 0.096 | 0.786 | 0 | 0.803 | 0.101 | 0.778 | 0.173 | 0.786 | 0.019 | 0.786 | 0.526 | 0.769 | 0.418
2024-09-03 13:00 | 0.508 | 0.329 | 0.748 | 0.174 | 0.752 | 0.088 | 0.736 | 0 | 0.751 | 0.088 | 0.755 | 0.153 | 0.742 | 0.019 | 0.774 | 0.535 | 0.712 | 0.444
2024-09-03 14:00 | 0.423 | 0.41 | 0.642 | 0.174 | 0.655 | 0.076 | 0.636 | 0 | 0.653 | 0.076 | 0.683 | 0.123 | 0.65 | 0.017 | 0.707 | 0.56 | 0.596 | 0.425
2024-09-03 15:00 | 0.266 | 0.435 | 0.478 | 0.16 | 0.504 | 0.064 | 0.485 | 0 | 0.498 | 0.063 | 0.559 | 0.089 | 0.502 | 0.013 | 0.585 | 0.618 | 0.415 | 0.386
2024-09-03 16:00 | 0.136 | 0.425 | 0.272 | 0.131 | 0.296 | 0.055 | 0.28 | 0 | 0.287 | 0.057 | 0.38 | 0.058 | 0.299 | 0.01 | 0.404 | 0.678 | 0.191 | 0.355
2024-09-03 17:00 | 0.022 | 0.39 | 0.064 | 0.086 | 0.064 | 0.09 | 0.05 | 0 | 0.051 | 0.1 | 0.154 | 0.039 | 0.069 | 0.023 | 0.172 | 0.697 | 0.01 | 0.32
2024-09-03 18:00 | 0 | 0.334 | 0 | 0.035 | 0 | 0.144 | 0 | 0.006 | 0 | 0.179 | 0 | 0.032 | 0 | 0.049 | 0.003 | 0.746 | 0 | 0.286
2024-09-03 19:00 | 0 | 0.286 | 0 | 0.005 | 0 | 0.142 | 0 | 0.032 | 0 | 0.22 | 0 | 0.049 | 0 | 0.052 | 0 | 0.76 | 0 | 0.249
2024-09-03 20:00 | 0 | 0.223 | 0 | 0 | 0 | 0.106 | 0 | 0.067 | 0 | 0.209 | 0 | 0.115 | 0 | 0.042 | 0 | 0.742 | 0 | 0.188
2024-09-03 21:00 | 0 | 0.156 | 0 | 0 | 0 | 0.063 | 0 | 0.106 | 0 | 0.163 | 0 | 0.252 | 0 | 0.03 | 0 | 0.711 | 0 | 0.124
2024-09-03 22:00 | 0 | 0.112 | 0 | 0 | 0 | 0.031 | 0 | 0.147 | 0 | 0.1 | 0 | 0.456 | 0 | 0.022 | 0 | 0.68 | 0 | 0.075
2024-09-03 23:00 | 0 | 0.109 | 0 | 0 | 0 | 0.012 | 0 | 0.17 | 0 | 0.036 | 0 | 0.644 | 0 | 0.011 | 0 | 0.625 | 0 | 0.059
2024-09-04 | 0 | 0.153 | 0 | 0.001 | 0 | 0.005 | 0 | 0.165 | 0 | 0.007 | 0 | 0.808 | 0 | 0.004 | 0 | 0.596 | 0 | 0.061
2024-09-04 01:00 | 0 | 0.225 | 0 | 0.002 | 0 | 0.002 | 0 | 0.132 | 0 | 0.001 | 0 | 0.848 | 0 | 0.001 | 0 | 0.585 | 0 | 0.059
2024-09-04 02:00 | 0 | 0.307 | 0 | 0.001 | 0 | 0.001 | 0 | 0.093 | 0 | 0 | 0 | 0.82 | 0 | 0 | 0 | 0.58 | 0 | 0.054
2024-09-04 03:00 | 0 | 0.362 | 0 | 0 | 0 | 0.001 | 0 | 0.065 | 0 | 0.002 | 0 | 0.772 | 0 | 0 | 0 | 0.632 | 0 | 0.057
2024-09-04 04:00 | 0 | 0.381 | 0 | 0.003 | 0 | 0.004 | 0 | 0.057 | 0 | 0.017 | 0 | 0.708 | 0 | 0 | 0 | 0.668 | 0 | 0.071
2024-09-04 05:00 | 0 | 0.394 | 0 | 0.083 | 0 | 0.005 | 0 | 0.085 | 0 | 0.05 | 0 | 0.69 | 0 | 0 | 0 | 0.666 | 0 | 0.076
2024-09-04 06:00 | 0 | 0.402 | 0.003 | 0.295 | 0.02 | 0.005 | 0.039 | 0.158 | 0.031 | 0.09 | 0 | 0.718 | 0.014 | 0 | 0 | 0.661 | 0.01 | 0.069
2024-09-04 07:00 | 0.02 | 0.387 | 0.075 | 0.37 | 0.245 | 0.006 | 0.274 | 0.163 | 0.261 | 0.092 | 0.045 | 0.702 | 0.224 | 0.001 | 0.067 | 0.633 | 0.08 | 0.056
2024-09-04 08:00 | 0.099 | 0.354 | 0.18 | 0.268 | 0.465 | 0.006 | 0.488 | 0.158 | 0.479 | 0.101 | 0.141 | 0.69 | 0.446 | 0.003 | 0.29 | 0.655 | 0.159 | 0.072
2024-09-04 09:00 | 0.25 | 0.334 | 0.3 | 0.364 | 0.615 | 0.025 | 0.641 | 0.069 | 0.636 | 0.076 | 0.33 | 0.777 | 0.605 | 0.008 | 0.5 | 0.794 | 0.238 | 0.106
2024-09-04 10:00 | 0.367 | 0.291 | 0.303 | 0.521 | 0.7 | 0.041 | 0.736 | 0.025 | 0.735 | 0.051 | 0.614 | 0.866 | 0.705 | 0.013 | 0.53 | 0.799 | 0.279 | 0.177
2024-09-04 11:00 | 0.387 | 0.264 | 0.27 | 0.672 | 0.716 | 0.037 | 0.778 | 0.001 | 0.779 | 0.025 | 0.711 | 0.866 | 0.752 | 0.012 | 0.602 | 0.77 | 0.249 | 0.36
2024-09-04 12:00 | 0.418 | 0.254 | 0.281 | 0.74 | 0.705 | 0.026 | 0.774 | 0 | 0.775 | 0.007 | 0.751 | 0.793 | 0.756 | 0.008 | 0.632 | 0.754 | 0.166 | 0.596
2024-09-04 13:00 | 0.357 | 0.302 | 0.404 | 0.652 | 0.671 | 0.017 | 0.722 | 0 | 0.717 | 0.001 | 0.728 | 0.677 | 0.71 | 0.005 | 0.61 | 0.737 | 0.12 | 0.726
2024-09-04 14:00 | 0.239 | 0.369 | 0.429 | 0.398 | 0.554 | 0.009 | 0.619 | 0.001 | 0.586 | 0 | 0.669 | 0.572 | 0.594 | 0.003 | 0.612 | 0.739 | 0.076 | 0.772
2024-09-04 15:00 | 0.115 | 0.401 | 0.289 | 0.212 | 0.366 | 0.004 | 0.464 | 0.032 | 0.396 | 0 | 0.544 | 0.507 | 0.403 | 0.003 | 0.553 | 0.72 | 0.052 | 0.768
2024-09-04 16:00 | 0.04 | 0.408 | 0.147 | 0.115 | 0.16 | 0.002 | 0.248 | 0.109 | 0.159 | 0 | 0.366 | 0.498 | 0.209 | 0.003 | 0.421 | 0.695 | 0.021 | 0.729
2024-09-04 17:00 | 0.011 | 0.356 | 0.024 | 0.116 | 0.02 | 0.005 | 0.036 | 0.355 | 0.016 | 0.027 | 0.144 | 0.596 | 0.035 | 0.002 | 0.195 | 0.695 | 0.001 | 0.676
2024-09-04 18:00 | 0 | 0.3 | 0 | 0.195 | 0 | 0.009 | 0 | 0.602 | 0 | 0.3 | 0 | 0.823 | 0 | 0.003 | 0.005 | 0.75 | 0 | 0.655
2024-09-04 19:00 | 0 | 0.289 | 0 | 0.296 | 0 | 0.032 | 0 | 0.593 | 0 | 0.685 | 0 | 0.896 | 0 | 0.083 | 0 | 0.751 | 0 | 0.646
2024-09-04 20:00 | 0 | 0.312 | 0 | 0.361 | 0 | 0.211 | 0 | 0.601 | 0 | 0.788 | 0 | 0.901 | 0 | 0.361 | 0 | 0.74 | 0 | 0.615
2024-09-04 21:00 | 0 | 0.367 | 0 | 0.38 | 0 | 0.636 | 0 | 0.644 | 0 | 0.729 | 0 | 0.888 | 0 | 0.629 | 0 | 0.731 | 0 | 0.595
2024-09-04 22:00 | 0 | 0.425 | 0 | 0.383 | 0 | 0.785 | 0 | 0.742 | 0 | 0.704 | 0 | 0.867 | 0 | 0.69 | 0 | 0.694 | 0 | 0.587
2024-09-04 23:00 | 0 | 0.469 | 0 | 0.381 | 0 | 0.686 | 0 | 0.773 | 0 | 0.742 | 0 | 0.826 | 0 | 0.601 | 0 | 0.7 | 0 | 0.581
2024-09-05 | 0 | 0.481 | 0 | 0.403 | 0 | 0.613 | 0 | 0.804 | 0 | 0.758 | 0 | 0.781 | 0 | 0.615 | 0 | 0.685 | 0 | 0.618
2024-09-05 01:00 | 0 | 0.481 | 0 | 0.426 | 0 | 0.625 | 0 | 0.815 | 0 | 0.757 | 0 | 0.759 | 0 | 0.523 | 0 | 0.669 | 0 | 0.641
2024-09-05 02:00 | 0 | 0.497 | 0 | 0.425 | 0 | 0.59 | 0 | 0.79 | 0 | 0.809 | 0 | 0.757 | 0 | 0.389 | 0 | 0.674 | 0 | 0.626
2024-09-05 03:00 | 0 | 0.488 | 0 | 0.43 | 0 | 0.503 | 0 | 0.794 | 0 | 0.837 | 0 | 0.739 | 0 | 0.327 | 0 | 0.608 | 0 | 0.561
2024-09-05 04:00 | 0 | 0.451 | 0 | 0.464 | 0 | 0.524 | 0 | 0.8 | 0 | 0.822 | 0 | 0.7 | 0 | 0.272 | 0 | 0.525 | 0 | 0.459
2024-09-05 05:00 | 0 | 0.513 | 0 | 0.547 | 0 | 0.457 | 0 | 0.763 | 0 | 0.783 | 0 | 0.682 | 0 | 0.313 | 0 | 0.432 | 0 | 0.337
2024-09-05 06:00 | 0.004 | 0.618 | 0.006 | 0.62 | 0.001 | 0.374 | 0.01 | 0.722 | 0.002 | 0.736 | 0 | 0.661 | 0.002 | 0.422 | 0 | 0.345 | 0.006 | 0.244
2024-09-05 07:00 | 0.167 | 0.588 | 0.193 | 0.599 | 0.045 | 0.55 | 0.092 | 0.841 | 0.045 | 0.791 | 0.132 | 0.555 | 0.089 | 0.639 | 0.084 | 0.259 | 0.056 | 0.201
2024-09-05 08:00 | 0.379 | 0.754 | 0.433 | 0.746 | 0.141 | 0.583 | 0.211 | 0.898 | 0.115 | 0.772 | 0.376 | 0.407 | 0.323 | 0.74 | 0.324 | 0.145 | 0.136 | 0.221
2024-09-05 09:00 | 0.547 | 0.785 | 0.612 | 0.513 | 0.263 | 0.544 | 0.313 | 0.883 | 0.2 | 0.614 | 0.564 | 0.436 | 0.46 | 0.658 | 0.533 | 0.086 | 0.198 | 0.227
2024-09-05 10:00 | 0.695 | 0.817 | 0.727 | 0.261 | 0.413 | 0.5 | 0.408 | 0.853 | 0.252 | 0.4 | 0.684 | 0.395 | 0.459 | 0.445 | 0.68 | 0.059 | 0.274 | 0.164
2024-09-05 11:00 | 0.754 | 0.824 | 0.791 | 0.124 | 0.542 | 0.397 | 0.521 | 0.811 | 0.283 | 0.268 | 0.753 | 0.2 | 0.41 | 0.248 | 0.767 | 0.043 | 0.375 | 0.115
2024-09-05 12:00 | 0.775 | 0.829 | 0.796 | 0.048 | 0.572 | 0.282 | 0.524 | 0.772 | 0.356 | 0.249 | 0.774 | 0.084 | 0.399 | 0.205 | 0.803 | 0.028 | 0.378 | 0.117
2024-09-05 13:00 | 0.732 | 0.841 | 0.742 | 0.012 | 0.521 | 0.208 | 0.495 | 0.754 | 0.364 | 0.28 | 0.749 | 0.034 | 0.426 | 0.241 | 0.788 | 0.018 | 0.326 | 0.138
2024-09-05 14:00 | 0.638 | 0.841 | 0.633 | 0.002 | 0.369 | 0.186 | 0.4 | 0.75 | 0.427 | 0.313 | 0.678 | 0.018 | 0.387 | 0.26 | 0.721 | 0.013 | 0.243 | 0.148
2024-09-05 15:00 | 0.503 | 0.87 | 0.487 | 0 | 0.258 | 0.21 | 0.2 | 0.765 | 0.341 | 0.334 | 0.555 | 0.017 | 0.251 | 0.287 | 0.602 | 0.006 | 0.175 | 0.155
2024-09-05 16:00 | 0.31 | 0.904 | 0.289 | 0.001 | 0.132 | 0.264 | 0.082 | 0.783 | 0.184 | 0.343 | 0.377 | 0.029 | 0.149 | 0.345 | 0.427 | 0.01 | 0.083 | 0.153
2024-09-05 17:00 | 0.08 | 0.926 | 0.066 | 0.016 | 0.026 | 0.315 | 0.008 | 0.768 | 0.029 | 0.325 | 0.154 | 0.079 | 0.032 | 0.382 | 0.201 | 0.047 | 0.007 | 0.164
2024-09-05 18:00 | 0 | 0.931 | 0 | 0.119 | 0 | 0.369 | 0 | 0.722 | 0 | 0.361 | 0 | 0.315 | 0 | 0.417 | 0.006 | 0.179 | 0 | 0.198
2024-09-05 19:00 | 0 | 0.918 | 0 | 0.332 | 0 | 0.411 | 0 | 0.734 | 0 | 0.428 | 0 | 0.626 | 0 | 0.488 | 0 | 0.346 | 0 | 0.227
2024-09-05 20:00 | 0 | 0.915 | 0 | 0.536 | 0 | 0.41 | 0 | 0.749 | 0 | 0.428 | 0 | 0.777 | 0 | 0.481 | 0 | 0.455 | 0 | 0.252
2024-09-05 21:00 | 0 | 0.895 | 0 | 0.616 | 0 | 0.382 | 0 | 0.739 | 0 | 0.397 | 0 | 0.806 | 0 | 0.447 | 0 | 0.498 | 0 | 0.273
2024-09-05 22:00 | 0 | 0.871 | 0 | 0.635 | 0 | 0.361 | 0 | 0.692 | 0 | 0.367 | 0 | 0.796 | 0 | 0.397 | 0 | 0.484 | 0 | 0.282
2024-09-05 23:00 | 0 | 0.838 | 0 | 0.624 | 0 | 0.355 | 0 | 0.649 | 0 | 0.363 | 0 | 0.783 | 0 | 0.373 | 0 | 0.459 | 0 | 0.297
2024-09-06 | 0 | 0.798 | 0 | 0.615 | 0 | 0.348 | 0 | 0.599 | 0 | 0.335 | 0 | 0.779 | 0 | 0.362 | 0 | 0.425 | 0 | 0.32
2024-09-06 01:00 | 0 | 0.755 | 0 | 0.61 | 0 | 0.32 | 0 | 0.606 | 0 | 0.302 | 0 | 0.829 | 0 | 0.343 | 0 | 0.386 | 0 | 0.337
2024-09-06 02:00 | 0 | 0.695 | 0 | 0.601 | 0 | 0.294 | 0 | 0.648 | 0 | 0.283 | 0 | 0.83 | 0 | 0.311 | 0 | 0.361 | 0 | 0.361
2024-09-06 03:00 | 0 | 0.618 | 0 | 0.583 | 0 | 0.271 | 0 | 0.571 | 0 | 0.259 | 0 | 0.826 | 0 | 0.27 | 0 | 0.348 | 0 | 0.362
2024-09-06 04:00 | 0 | 0.574 | 0 | 0.553 | 0 | 0.247 | 0 | 0.574 | 0 | 0.23 | 0 | 0.834 | 0 | 0.24 | 0 | 0.331 | 0 | 0.355
2024-09-06 05:00 | 0 | 0.549 | 0 | 0.51 | 0 | 0.21 | 0 | 0.583 | 0 | 0.215 | 0 | 0.834 | 0 | 0.2 | 0 | 0.285 | 0 | 0.364
2024-09-06 06:00 | 0.007 | 0.5 | 0.007 | 0.442 | 0.012 | 0.166 | 0.008 | 0.618 | 0.015 | 0.169 | 0 | 0.822 | 0.015 | 0.144 | 0 | 0.238 | 0.014 | 0.391
2024-09-06 07:00 | 0.207 | 0.339 | 0.187 | 0.375 | 0.135 | 0.148 | 0.112 | 0.686 | 0.139 | 0.126 | 0.116 | 0.791 | 0.172 | 0.204 | 0.088 | 0.214 | 0.136 | 0.444
2024-09-06 08:00 | 0.433 | 0.194 | 0.453 | 0.332 | 0.461 | 0.076 | 0.289 | 0.63 | 0.374 | 0.074 | 0.352 | 0.958 | 0.444 | 0.164 | 0.327 | 0.197 | 0.328 | 0.563
2024-09-06 09:00 | 0.596 | 0.158 | 0.633 | 0.217 | 0.624 | 0.036 | 0.552 | 0.544 | 0.597 | 0.049 | 0.543 | 0.958 | 0.593 | 0.102 | 0.531 | 0.159 | 0.47 | 0.606
2024-09-06 10:00 | 0.7 | 0.116 | 0.746 | 0.101 | 0.772 | 0.025 | 0.688 | 0.481 | 0.782 | 0.042 | 0.672 | 0.923 | 0.759 | 0.068 | 0.674 | 0.134 | 0.566 | 0.644
2024-09-06 11:00 | 0.752 | 0.101 | 0.808 | 0.048 | 0.821 | 0.032 | 0.78 | 0.46 | 0.826 | 0.043 | 0.743 | 0.867 | 0.808 | 0.054 | 0.756 | 0.136 | 0.654 | 0.675
2024-09-06 12:00 | 0.752 | 0.103 | 0.816 | 0.026 | 0.82 | 0.048 | 0.802 | 0.46 | 0.822 | 0.054 | 0.766 | 0.805 | 0.812 | 0.054 | 0.783 | 0.243 | 0.669 | 0.72
2024-09-06 13:00 | 0.693 | 0.162 | 0.775 | 0.015 | 0.772 | 0.062 | 0.759 | 0.461 | 0.764 | 0.067 | 0.743 | 0.743 | 0.766 | 0.059 | 0.759 | 0.266 | 0.698 | 0.773
2024-09-06 14:00 | 0.563 | 0.295 | 0.686 | 0.01 | 0.68 | 0.075 | 0.674 | 0.472 | 0.667 | 0.092 | 0.676 | 0.686 | 0.676 | 0.068 | 0.692 | 0.249 | 0.62 | 0.827
2024-09-06 15:00 | 0.386 | 0.556 | 0.542 | 0.007 | 0.529 | 0.084 | 0.523 | 0.507 | 0.515 | 0.111 | 0.554 | 0.644 | 0.528 | 0.077 | 0.571 | 0.227 | 0.459 | 0.862
2024-09-06 16:00 | 0.204 | 0.806 | 0.341 | 0.005 | 0.322 | 0.082 | 0.312 | 0.556 | 0.308 | 0.122 | 0.38 | 0.627 | 0.326 | 0.086 | 0.396 | 0.155 | 0.243 | 0.882
2024-09-06 17:00 | 0.049 | 0.855 | 0.101 | 0.01 | 0.082 | 0.069 | 0.065 | 0.515 | 0.064 | 0.186 | 0.161 | 0.601 | 0.089 | 0.09 | 0.175 | 0.03 | 0.025 | 0.894
2024-09-06 18:00 | 0 | 0.839 | 0 | 0.046 | 0 | 0.106 | 0 | 0.434 | 0 | 0.376 | 0.001 | 0.642 | 0 | 0.137 | 0.004 | 0 | 0 | 0.88
2024-09-06 19:00 | 0 | 0.809 | 0 | 0.105 | 0 | 0.179 | 0 | 0.379 | 0 | 0.461 | 0 | 0.737 | 0 | 0.169 | 0 | 0 | 0 | 0.869
2024-09-06 20:00 | 0 | 0.757 | 0 | 0.167 | 0 | 0.249 | 0 | 0.337 | 0 | 0.431 | 0 | 0.793 | 0 | 0.18 | 0 | 0.019 | 0 | 0.86
2024-09-06 21:00 | 0 | 0.715 | 0 | 0.201 | 0 | 0.291 | 0 | 0.291 | 0 | 0.35 | 0 | 0.816 | 0 | 0.182 | 0 | 0.082 | 0 | 0.86
2024-09-06 22:00 | 0 | 0.603 | 0 | 0.189 | 0 | 0.313 | 0 | 0.283 | 0 | 0.251 | 0 | 0.821 | 0 | 0.183 | 0 | 0.149 | 0 | 0.853
2024-09-06 23:00 | 0 | 0.525 | 0 | 0.137 | 0 | 0.337 | 0 | 0.252 | 0 | 0.16 | 0 | 0.837 | 0 | 0.203 | 0 | 0.272 | 0 | 0.853
2024-09-07 | 0 | 0.467 | 0 | 0.069 | 0 | 0.338 | 0 | 0.231 | 0 | 0.095 | 0 | 0.86 | 0 | 0.225 | 0 | 0.517 | 0 | 0.853
2024-09-07 01:00 | 0 | 0.491 | 0 | 0.018 | 0 | 0.316 | 0 | 0.203 | 0 | 0.047 | 0 | 0.885 | 0 | 0.235 | 0 | 0.702 | 0 | 0.848
2024-09-07 02:00 | 0 | 0.55 | 0 | 0.003 | 0 | 0.27 | 0 | 0.183 | 0 | 0.023 | 0 | 0.899 | 0 | 0.209 | 0 | 0.727 | 0 | 0.842
2024-09-07 03:00 | 0 | 0.632 | 0 | 0.007 | 0 | 0.212 | 0 | 0.181 | 0 | 0.013 | 0 | 0.858 | 0 | 0.169 | 0 | 0.721 | 0 | 0.829
2024-09-07 04:00 | 0 | 0.709 | 0 | 0.045 | 0 | 0.16 | 0 | 0.18 | 0 | 0.009 | 0 | 0.846 | 0 | 0.146 | 0 | 0.737 | 0 | 0.814
2024-09-07 05:00 | 0 | 0.765 | 0 | 0.123 | 0 | 0.124 | 0 | 0.144 | 0 | 0.007 | 0 | 0.844 | 0 | 0.112 | 0 | 0.771 | 0 | 0.798
2024-09-07 06:00 | 0.007 | 0.813 | 0.012 | 0.206 | 0.031 | 0.105 | 0.027 | 0.127 | 0.035 | 0.004 | 0 | 0.835 | 0.022 | 0.078 | 0 | 0.801 | 0.054 | 0.773
2024-09-07 07:00 | 0.196 | 0.768 | 0.239 | 0.149 | 0.281 | 0.053 | 0.249 | 0.211 | 0.258 | 0 | 0.145 | 0.763 | 0.261 | 0.051 | 0.055 | 0.815 | 0.286 | 0.71
2024-09-07 08:00 | 0.416 | 0.578 | 0.476 | 0.032 | 0.512 | 0.021 | 0.529 | 0.221 | 0.531 | 0 | 0.389 | 0.896 | 0.493 | 0.025 | 0.259 | 0.808 | 0.498 | 0.788
2024-09-07 09:00 | 0.576 | 0.485 | 0.645 | 0.008 | 0.677 | 0 | 0.701 | 0.194 | 0.691 | 0.002 | 0.58 | 0.953 | 0.663 | 0 | 0.459 | 0.762 | 0.651 | 0.864
2024-09-07 10:00 | 0.68 | 0.416 | 0.755 | 0.002 | 0.776 | 0.011 | 0.799 | 0.168 | 0.786 | 0.014 | 0.711 | 0.905 | 0.77 | 0.001 | 0.604 | 0.745 | 0.748 | 0.867
2024-09-07 11:00 | 0.73 | 0.162 | 0.812 | 0.001 | 0.825 | 0.014 | 0.846 | 0.146 | 0.83 | 0.013 | 0.783 | 0.849 | 0.821 | 0.005 | 0.683 | 0.788 | 0.792 | 0.866
2024-09-07 12:00 | 0.738 | 0.031 | 0.82 | 0 | 0.824 | 0.007 | 0.845 | 0.118 | 0.825 | 0.005 | 0.809 | 0.815 | 0.822 | 0.004 | 0.709 | 0.78 | 0.787 | 0.866
2024-09-07 13:00 | 0.701 | 0.001 | 0.78 | 0.001 | 0.775 | 0.003 | 0.792 | 0.089 | 0.772 | 0.002 | 0.786 | 0.793 | 0.776 | 0.001 | 0.684 | 0.746 | 0.732 | 0.874
2024-09-07 14:00 | 0.612 | 0 | 0.69 | 0.004 | 0.679 | 0.001 | 0.689 | 0.07 | 0.672 | 0 | 0.715 | 0.778 | 0.682 | 0 | 0.633 | 0.682 | 0.624 | 0.89
2024-09-07 15:00 | 0.475 | 0.022 | 0.546 | 0.011 | 0.528 | 0.001 | 0.532 | 0.058 | 0.515 | 0 | 0.592 | 0.759 | 0.534 | 0 | 0.503 | 0.593 | 0.461 | 0.905
2024-09-07 16:00 | 0.285 | 0.155 | 0.346 | 0.021 | 0.321 | 0 | 0.32 | 0.047 | 0.304 | 0 | 0.415 | 0.739 | 0.331 | 0 | 0.322 | 0.453 | 0.247 | 0.908
2024-09-07 17:00 | 0.07 | 0.395 | 0.106 | 0.061 | 0.084 | 0.001 | 0.07 | 0.07 | 0.063 | 0.001 | 0.186 | 0.672 | 0.093 | 0.013 | 0.119 | 0.31 | 0.026 | 0.901
2024-09-07 18:00 | 0 | 0.457 | 0 | 0.141 | 0 | 0.078 | 0 | 0.177 | 0 | 0.101 | 0.002 | 0.58 | 0 | 0.134 | 0.002 | 0.22 | 0 | 0.869
2024-09-07 19:00 | 0 | 0.407 | 0 | 0.209 | 0 | 0.242 | 0 | 0.27 | 0 | 0.236 | 0 | 0.546 | 0 | 0.194 | 0 | 0.177 | 0 | 0.818
2024-09-07 20:00 | 0 | 0.35 | 0 | 0.264 | 0 | 0.328 | 0 | 0.294 | 0 | 0.3 | 0 | 0.532 | 0 | 0.175 | 0 | 0.185 | 0 | 0.774
2024-09-07 21:00 | 0 | 0.327 | 0 | 0.306 | 0 | 0.301 | 0 | 0.254 | 0 | 0.299 | 0 | 0.544 | 0 | 0.124 | 0 | 0.233 | 0 | 0.734
2024-09-07 22:00 | 0 | 0.322 | 0 | 0.328 | 0 | 0.221 | 0 | 0.194 | 0 | 0.261 | 0 | 0.574 | 0 | 0.075 | 0 | 0.266 | 0 | 0.697
2024-09-07 23:00 | 0 | 0.309 | 0 | 0.343 | 0 | 0.147 | 0 | 0.134 | 0 | 0.207 | 0 | 0.616 | 0 | 0.042 | 0 | 0.224 | 0 | 0.693
2024-09-08 | 0 | 0.36 | 0 | 0.347 | 0 | 0.108 | 0 | 0.08 | 0 | 0.171 | 0 | 0.661 | 0 | 0.031 | 0 | 0.148 | 0 | 0.686
2024-09-08 01:00 | 0 | 0.519 | 0 | 0.341 | 0 | 0.094 | 0 | 0.04 | 0 | 0.154 | 0 | 0.702 | 0 | 0.037 | 0 | 0.084 | 0 | 0.669
2024-09-08 02:00 | 0 | 0.692 | 0 | 0.32 | 0 | 0.089 | 0 | 0.02 | 0 | 0.153 | 0 | 0.733 | 0 | 0.054 | 0 | 0.044 | 0 | 0.639
2024-09-08 03:00 | 0 | 0.812 | 0 | 0.28 | 0 | 0.1 | 0 | 0.013 | 0 | 0.157 | 0 | 0.746 | 0 | 0.071 | 0 | 0.022 | 0 | 0.594
2024-09-08 04:00 | 0 | 0.868 | 0 | 0.241 | 0 | 0.124 | 0 | 0.014 | 0 | 0.143 | 0 | 0.755 | 0 | 0.084 | 0 | 0.01 | 0 | 0.558
2024-09-08 05:00 | 0 | 0.884 | 0 | 0.18 | 0 | 0.14 | 0 | 0.024 | 0 | 0.118 | 0 | 0.765 | 0 | 0.076 | 0 | 0.005 | 0 | 0.512
2024-09-08 06:00 | 0.007 | 0.875 | 0.013 | 0.118 | 0.031 | 0.149 | 0.053 | 0.044 | 0.047 | 0.09 | 0 | 0.765 | 0.022 | 0.061 | 0 | 0.003 | 0.057 | 0.442
2024-09-08 07:00 | 0.192 | 0.797 | 0.241 | 0.045 | 0.275 | 0.091 | 0.3 | 0.043 | 0.296 | 0.05 | 0.156 | 0.644 | 0.253 | 0.028 | 0.029 | 0.001 | 0.288 | 0.358
2024-09-08 08:00 | 0.412 | 0.613 | 0.477 | 0.01 | 0.499 | 0.231 | 0.517 | 0.05 | 0.517 | 0.155 | 0.405 | 0.362 | 0.478 | 0.061 | 0.16 | 0.001 | 0.5 | 0.384
2024-09-08 09:00 | 0.573 | 0.501 | 0.644 | 0.114 | 0.659 | 0.513 | 0.672 | 0.082 | 0.671 | 0.386 | 0.593 | 0.516 | 0.641 | 0.095 | 0.313 | 0.018 | 0.654 | 0.437
2024-09-08 10:00 | 0.677 | 0.413 | 0.754 | 0.046 | 0.762 | 0.476 | 0.768 | 0.13 | 0.766 | 0.364 | 0.718 | 0.63 | 0.747 | 0.1 | 0.432 | 0.035 | 0.751 | 0.462
2024-09-08 11:00 | 0.734 | 0.257 | 0.814 | 0.026 | 0.81 | 0.391 | 0.812 | 0.161 | 0.81 | 0.325 | 0.793 | 0.497 | 0.798 | 0.104 | 0.561 | 0.038 | 0.796 | 0.52
2024-09-08 12:00 | 0.742 | 0.123 | 0.823 | 0.025 | 0.811 | 0.305 | 0.808 | 0.179 | 0.806 | 0.294 | 0.816 | 0.37 | 0.802 | 0.104 | 0.594 | 0.037 | 0.791 | 0.584
2024-09-08 13:00 | 0.704 | 0.061 | 0.784 | 0.027 | 0.766 | 0.256 | 0.756 | 0.181 | 0.755 | 0.268 | 0.792 | 0.266 | 0.759 | 0.106 | 0.591 | 0.031 | 0.736 | 0.624
2024-09-08 14:00 | 0.616 | 0.063 | 0.694 | 0.031 | 0.672 | 0.243 | 0.656 | 0.167 | 0.656 | 0.255 | 0.721 | 0.187 | 0.67 | 0.114 | 0.564 | 0.022 | 0.628 | 0.641
2024-09-08 15:00 | 0.475 | 0.134 | 0.551 | 0.035 | 0.524 | 0.255 | 0.503 | 0.132 | 0.502 | 0.255 | 0.599 | 0.131 | 0.526 | 0.131 | 0.447 | 0.013 | 0.466 | 0.642
2024-09-08 16:00 | 0.279 | 0.225 | 0.352 | 0.038 | 0.32 | 0.297 | 0.295 | 0.078 | 0.294 | 0.262 | 0.422 | 0.096 | 0.329 | 0.158 | 0.265 | 0.005 | 0.251 | 0.644
2024-09-08 17:00 | 0.062 | 0.182 | 0.113 | 0.046 | 0.086 | 0.448 | 0.06 | 0.017 | 0.06 | 0.291 | 0.194 | 0.11 | 0.096 | 0.241 | 0.099 | 0.003 | 0.029 | 0.621
2024-09-08 18:00 | 0 | 0.083 | 0 | 0.074 | 0 | 0.7 | 0 | 0.003 | 0 | 0.411 | 0.002 | 0.188 | 0 | 0.429 | 0.002 | 0.013 | 0 | 0.574
2024-09-08 19:00 | 0 | 0.012 | 0 | 0.119 | 0 | 0.77 | 0 | 0.006 | 0 | 0.471 | 0 | 0.272 | 0 | 0.56 | 0 | 0.034 | 0 | 0.507
2024-09-08 20:00 | 0 | 0.002 | 0 | 0.167 | 0 | 0.757 | 0 | 0.016 | 0 | 0.43 | 0 | 0.355 | 0 | 0.627 | 0 | 0.049 | 0 | 0.459
2024-09-08 21:00 | 0 | 0.006 | 0 | 0.205 | 0 | 0.708 | 0 | 0.035 | 0 | 0.32 | 0 | 0.425 | 0 | 0.651 | 0 | 0.038 | 0 | 0.431
2024-09-08 22:00 | 0 | 0.018 | 0 | 0.213 | 0 | 0.646 | 0 | 0.06 | 0 | 0.18 | 0 | 0.472 | 0 | 0.65 | 0 | 0.015 | 0 | 0.425
2024-09-08 23:00 | 0 | 0.019 | 0 | 0.197 | 0 | 0.608 | 0 | 0.071 | 0 | 0.074 | 0 | 0.495 | 0 | 0.651 | 0 | 0.003 | 0 | 0.426
2024-09-09 | 0 | 0.012 | 0 | 0.16 | 0 | 0.583 | 0 | 0.053 | 0 | 0.02 | 0 | 0.498 | 0 | 0.651 | 0 | 0 | 0 | 0.42
2024-09-09 01:00 | 0 | 0.008 | 0 | 0.12 | 0 | 0.562 | 0 | 0.033 | 0 | 0.006 | 0 | 0.481 | 0 | 0.639 | 0 | 0 | 0 | 0.404
2024-09-09 02:00 | 0 | 0.005 | 0 | 0.093 | 0 | 0.54 | 0 | 0.016 | 0 | 0.006 | 0 | 0.456 | 0 | 0.618 | 0 | 0.002 | 0 | 0.375
2024-09-09 03:00 | 0 | 0.003 | 0 | 0.083 | 0 | 0.525 | 0 | 0.004 | 0 | 0.008 | 0 | 0.425 | 0 | 0.593 | 0 | 0.005 | 0 | 0.334
2024-09-09 04:00 | 0 | 0.002 | 0 | 0.082 | 0 | 0.513 | 0 | 0.001 | 0 | 0.014 | 0 | 0.397 | 0 | 0.574 | 0 | 0.025 | 0 | 0.287
2024-09-09 05:00 | 0 | 0.005 | 0 | 0.078 | 0 | 0.498 | 0 | 0 | 0 | 0.028 | 0 | 0.391 | 0 | 0.558 | 0 | 0.047 | 0 | 0.24
2024-09-09 06:00 | 0.005 | 0.022 | 0.014 | 0.073 | 0.034 | 0.471 | 0.049 | 0.001 | 0.046 | 0.054 | 0 | 0.414 | 0.025 | 0.548 | 0 | 0.058 | 0.065 | 0.198
2024-09-09 07:00 | 0.163 | 0.053 | 0.245 | 0.051 | 0.279 | 0.245 | 0.287 | 0.001 | 0.291 | 0.037 | 0.159 | 0.404 | 0.261 | 0.302 | 0.028 | 0.072 | 0.301 | 0.159
2024-09-09 08:00 | 0.382 | 0.027 | 0.481 | 0.007 | 0.504 | 0.175 | 0.502 | 0.003 | 0.511 | 0.053 | 0.407 | 0.185 | 0.485 | 0.163 | 0.17 | 0.097 | 0.511 | 0.165
2024-09-09 09:00 | 0.553 | 0.014 | 0.649 | 0.02 | 0.661 | 0.168 | 0.652 | 0.02 | 0.665 | 0.133 | 0.596 | 0.118 | 0.643 | 0.17 | 0.346 | 0.25 | 0.664 | 0.21
2024-09-09 10:00 | 0.664 | 0.008 | 0.754 | 0.035 | 0.762 | 0.098 | 0.747 | 0.053 | 0.765 | 0.13 | 0.714 | 0.22 | 0.747 | 0.084 | 0.473 | 0.401 | 0.759 | 0.255
2024-09-09 11:00 | 0.717 | 0.004 | 0.808 | 0.022 | 0.809 | 0.067 | 0.79 | 0.085 | 0.811 | 0.104 | 0.784 | 0.217 | 0.795 | 0.055 | 0.586 | 0.521 | 0.802 | 0.336
2024-09-09 12:00 | 0.726 | 0.001 | 0.815 | 0.016 | 0.811 | 0.05 | 0.788 | 0.101 | 0.809 | 0.079 | 0.807 | 0.212 | 0.8 | 0.046 | 0.625 | 0.615 | 0.794 | 0.431
2024-09-09 13:00 | 0.686 | 0.001 | 0.776 | 0.019 | 0.765 | 0.044 | 0.74 | 0.109 | 0.761 | 0.061 | 0.785 | 0.218 | 0.758 | 0.046 | 0.519 | 0.669 | 0.737 | 0.506
2024-09-09 14:00 | 0.597 | 0.037 | 0.687 | 0.026 | 0.673 | 0.041 | 0.646 | 0.112 | 0.665 | 0.049 | 0.715 | 0.192 | 0.667 | 0.045 | 0.473 | 0.69 | 0.629 | 0.552
2024-09-09 15:00 | 0.456 | 0.103 | 0.547 | 0.033 | 0.525 | 0.039 | 0.496 | 0.105 | 0.513 | 0.042 | 0.596 | 0.14 | 0.524 | 0.043 | 0.458 | 0.704 | 0.467 | 0.586
2024-09-09 16:00 | 0.265 | 0.203 | 0.35 | 0.053 | 0.322 | 0.036 | 0.292 | 0.083 | 0.306 | 0.035 | 0.421 | 0.125 | 0.328 | 0.039 | 0.269 | 0.664 | 0.253 | 0.599
2024-09-09 17:00 | 0.06 | 0.234 | 0.112 | 0.169 | 0.089 | 0.045 | 0.061 | 0.039 | 0.068 | 0.021 | 0.195 | 0.097 | 0.096 | 0.054 | 0.1 | 0.558 | 0.03 | 0.599
2024-09-09 18:00 | 0 | 0.269 | 0 | 0.361 | 0 | 0.068 | 0 | 0.012 | 0 | 0.015 | 0.003 | 0.084 | 0 | 0.101 | 0.003 | 0.435 | 0 | 0.608
2024-09-09 19:00 | 0 | 0.289 | 0 | 0.411 | 0 | 0.132 | 0 | 0.04 | 0 | 0.054 | 0 | 0.101 | 0 | 0.22 | 0 | 0.391 | 0 | 0.59
2024-09-09 20:00 | 0 | 0.243 | 0 | 0.313 | 0 | 0.278 | 0 | 0.178 | 0 | 0.165 | 0 | 0.161 | 0 | 0.403 | 0 | 0.326 | 0 | 0.561
2024-09-09 21:00 | 0 | 0.069 | 0 | 0.171 | 0 | 0.461 | 0 | 0.323 | 0 | 0.238 | 0 | 0.245 | 0 | 0.538 | 0 | 0.283 | 0 | 0.513
2024-09-09 22:00 | 0 | 0.027 | 0 | 0.104 | 0 | 0.582 | 0 | 0.343 | 0 | 0.204 | 0 | 0.308 | 0 | 0.585 | 0 | 0.24 | 0 | 0.471
2024-09-09 23:00 | 0 | 0.413 | 0 | 0.068 | 0 | 0.559 | 0 | 0.311 | 0 | 0.137 | 0 | 0.27 | 0 | 0.516 | 0 | 0.233 | 0 | 0.454
2024-09-10 | 0 | 0.643 | 0 | 0.032 | 0 | 0.457 | 0 | 0.284 | 0 | 0.112 | 0 | 0.184 | 0 | 0.425 | 0 | 0.272 | 0 | 0.486
2024-09-10 01:00 | 0 | 0.599 | 0 | 0.011 | 0 | 0.344 | 0 | 0.259 | 0 | 0.115 | 0 | 0.108 | 0 | 0.362 | 0 | 0.519 | 0 | 0.518
2024-09-10 02:00 | 0 | 0.615 | 0 | 0.006 | 0 | 0.234 | 0 | 0.227 | 0 | 0.114 | 0 | 0.059 | 0 | 0.305 | 0 | 0.429 | 0 | 0.521
2024-09-10 03:00 | 0 | 0.595 | 0 | 0.003 | 0 | 0.161 | 0 | 0.188 | 0 | 0.094 | 0 | 0.053 | 0 | 0.27 | 0 | 0.332 | 0 | 0.501
2024-09-10 04:00 | 0 | 0.513 | 0 | 0.008 | 0 | 0.108 | 0 | 0.155 | 0 | 0.064 | 0 | 0.113 | 0 | 0.225 | 0 | 0.382 | 0 | 0.451
2024-09-10 05:00 | 0 | 0.435 | 0 | 0.028 | 0 | 0.087 | 0 | 0.113 | 0 | 0.03 | 0 | 0.193 | 0 | 0.209 | 0 | 0.454 | 0 | 0.396
2024-09-10 06:00 | 0.003 | 0.432 | 0.015 | 0.063 | 0.036 | 0.077 | 0.053 | 0.068 | 0.052 | 0.011 | 0 | 0.256 | 0.026 | 0.181 | 0 | 0.442 | 0.061 | 0.358
2024-09-10 07:00 | 0.101 | 0.488 | 0.246 | 0.088 | 0.283 | 0.036 | 0.293 | 0.022 | 0.303 | 0.001 | 0.144 | 0.213 | 0.262 | 0.079 | 0.019 | 0.347 | 0.287 | 0.299
2024-09-10 08:00 | 0.322 | 0.635 | 0.481 | 0.032 | 0.508 | 0.002 | 0.508 | 0.008 | 0.524 | 0 | 0.386 | 0.13 | 0.486 | 0.007 | 0.098 | 0.331 | 0.495 | 0.252
2024-09-10 09:00 | 0.515 | 0.591 | 0.648 | 0.007 | 0.662 | 0.008 | 0.658 | 0.017 | 0.674 | 0.037 | 0.577 | 0.077 | 0.644 | 0 | 0.165 | 0.398 | 0.645 | 0.318
2024-09-10 10:00 | 0.614 | 0.362 | 0.751 | 0.015 | 0.764 | 0.027 | 0.753 | 0.03 | 0.77 | 0.054 | 0.703 | 0.005 | 0.743 | 0.003 | 0.264 | 0.332 | 0.738 | 0.321
2024-09-10 11:00 | 0.7 | 0.148 | 0.808 | 0.027 | 0.814 | 0.041 | 0.798 | 0.034 | 0.817 | 0.047 | 0.769 | 0.075 | 0.795 | 0.011 | 0.285 | 0.257 | 0.781 | 0.278
2024-09-10 12:00 | 0.732 | 0.095 | 0.816 | 0.028 | 0.815 | 0.047 | 0.795 | 0.034 | 0.812 | 0.046 | 0.79 | 0.302 | 0.799 | 0.014 | 0.384 | 0.222 | 0.775 | 0.272
2024-09-10 13:00 | 0.694 | 0.144 | 0.777 | 0.035 | 0.77 | 0.043 | 0.743 | 0.03 | 0.762 | 0.042 | 0.767 | 0.448 | 0.762 | 0.016 | 0.455 | 0.274 | 0.72 | 0.259
2024-09-10 14:00 | 0.596 | 0.313 | 0.689 | 0.044 | 0.68 | 0.045 | 0.638 | 0.021 | 0.665 | 0.031 | 0.696 | 0.54 | 0.676 | 0.018 | 0.427 | 0.341 | 0.613 | 0.227
2024-09-10 15:00 | 0.456 | 0.51 | 0.548 | 0.042 | 0.532 | 0.046 | 0.483 | 0.014 | 0.515 | 0.028 | 0.573 | 0.565 | 0.535 | 0.015 | 0.336 | 0.343 | 0.451 | 0.176
2024-09-10 16:00 | 0.26 | 0.541 | 0.352 | 0.031 | 0.329 | 0.035 | 0.287 | 0.01 | 0.31 | 0.029 | 0.397 | 0.547 | 0.337 | 0.007 | 0.168 | 0.3 | 0.237 | 0.108
2024-09-10 17:00 | 0.056 | 0.386 | 0.114 | 0.038 | 0.093 | 0.037 | 0.057 | 0.007 | 0.071 | 0.036 | 0.175 | 0.458 | 0.099 | 0.006 | 0.053 | 0.212 | 0.027 | 0.055
2024-09-10 18:00 | 0 | 0.155 | 0 | 0.044 | 0 | 0.047 | 0 | 0.005 | 0 | 0.05 | 0.002 | 0.413 | 0 | 0.01 | 0.001 | 0.161 | 0 | 0.021
2024-09-10 19:00 | 0 | 0.045 | 0 | 0.034 | 0 | 0.053 | 0 | 0.011 | 0 | 0.058 | 0 | 0.328 | 0 | 0.017 | 0 | 0.12 | 0 | 0.004
2024-09-10 20:00 | 0 | 0.011 | 0 | 0.043 | 0 | 0.044 | 0 | 0.038 | 0 | 0.048 | 0 | 0.302 | 0 | 0.016 | 0 | 0.111 | 0 | 0.001
2024-09-10 21:00 | 0 | 0.003 | 0 | 0.087 | 0 | 0.023 | 0 | 0.069 | 0 | 0.031 | 0 | 0.379 | 0 | 0.01 | 0 | 0.135 | 0 | 0.001
2024-09-10 22:00 | 0 | 0.005 | 0 | 0.162 | 0 | 0.006 | 0 | 0.082 | 0 | 0.025 | 0 | 0.424 | 0 | 0.003 | 0 | 0.134 | 0 | 0.001
2024-09-10 23:00 | 0 | 0.021 | 0 | 0.26 | 0 | 0.001 | 0 | 0.084 | 0 | 0.034 | 0 | 0.428 | 0 | 0.001 | 0 | 0.12 | 0 | 0.002
2024-09-11 | 0 | 0.021 | 0 | 0.343 | 0 | 0 | 0 | 0.09 | 0 | 0.042 | 0 | 0.466 | 0 | 0.006 | 0 | 0.11 | 0 | 0.002
2024-09-11 01:00 | 0 | 0.021 | 0 | 0.395 | 0 | 0 | 0 | 0.087 | 0 | 0.042 | 0 | 0.411 | 0 | 0.018 | 0 | 0.133 | 0 | 0.001
2024-09-11 02:00 | 0 | 0.029 | 0 | 0.398 | 0 | 0.001 | 0 | 0.076 | 0 | 0.045 | 0 | 0.454 | 0 | 0.025 | 0 | 0.3 | 0 | 0.002
2024-09-11 03:00 | 0 | 0.017 | 0 | 0.362 | 0 | 0.005 | 0 | 0.058 | 0 | 0.044 | 0 | 0.514 | 0 | 0.03 | 0 | 0.203 | 0 | 0.007
2024-09-11 04:00 | 0 | 0.005 | 0 | 0.338 | 0 | 0.019 | 0 | 0.05 | 0 | 0.044 | 0 | 0.538 | 0 | 0.035 | 0 | 0.224 | 0 | 0.018
2024-09-11 05:00 | 0 | 0.039 | 0 | 0.332 | 0 | 0.034 | 0 | 0.042 | 0 | 0.031 | 0 | 0.42 | 0 | 0.023 | 0 | 0.341 | 0 | 0.025
2024-09-11 06:00 | 0.004 | 0.087 | 0.017 | 0.334 | 0.037 | 0.045 | 0.058 | 0.033 | 0.051 | 0.017 | 0 | 0.274 | 0.028 | 0.008 | 0 | 0.392 | 0.039 | 0.031
2024-09-11 07:00 | 0.102 | 0.037 | 0.25 | 0.256 | 0.28 | 0.049 | 0.298 | 0.016 | 0.294 | 0.005 | 0.126 | 0.157 | 0.265 | 0.012 | 0.002 | 0.414 | 0.228 | 0.032
2024-09-11 08:00 | 0.316 | 0.022 | 0.484 | 0.117 | 0.501 | 0.068 | 0.507 | 0.019 | 0.512 | 0.007 | 0.366 | 0.318 | 0.488 | 0.027 | 0.016 | 0.437 | 0.435 | 0.044
2024-09-11 09:00 | 0.516 | 0.002 | 0.649 | 0.292 | 0.656 | 0.269 | 0.654 | 0.028 | 0.661 | 0.114 | 0.561 | 0.167 | 0.646 | 0.151 | 0.059 | 0.498 | 0.603 | 0.063
2024-09-11 10:00 | 0.649 | 0 | 0.752 | 0.707 | 0.758 | 0.323 | 0.749 | 0.022 | 0.757 | 0.167 | 0.694 | 0.08 | 0.747 | 0.264 | 0.149 | 0.58 | 0.704 | 0.095
2024-09-11 11:00 | 0.71 | 0.006 | 0.809 | 0.756 | 0.803 | 0.378 | 0.788 | 0.027 | 0.8 | 0.217 | 0.758 | 0.105 | 0.792 | 0.311 | 0.383 | 0.704 | 0.754 | 0.164
2024-09-11 12:00 | 0.735 | 0.021 | 0.819 | 0.754 | 0.806 | 0.42 | 0.785 | 0.046 | 0.796 | 0.263 | 0.748 | 0.207 | 0.795 | 0.341 | 0.533 | 0.724 | 0.745 | 0.268
2024-09-11 13:00 | 0.701 | 0.045 | 0.781 | 0.762 | 0.761 | 0.457 | 0.736 | 0.077 | 0.745 | 0.317 | 0.664 | 0.338 | 0.751 | 0.374 | 0.694 | 0.785 | 0.679 | 0.426
2024-09-11 14:00 | 0.601 | 0.109 | 0.692 | 0.778 | 0.662 | 0.471 | 0.635 | 0.108 | 0.646 | 0.343 | 0.552 | 0.459 | 0.654 | 0.401 | 0.644 | 0.814 | 0.582 | 0.547
2024-09-11 15:00 | 0.454 | 0.353 | 0.55 | 0.805 | 0.51 | 0.466 | 0.486 | 0.133 | 0.492 | 0.347 | 0.396 | 0.595 | 0.508 | 0.398 | 0.542 | 0.812 | 0.405 | 0.571
2024-09-11 16:00 | 0.229 | 0.723 | 0.352 | 0.827 | 0.303 | 0.465 | 0.284 | 0.153 | 0.286 | 0.303 | 0.222 | 0.672 | 0.309 | 0.4 | 0.376 | 0.778 | 0.184 | 0.48
2024-09-11 17:00 | 0.037 | 0.847 | 0.114 | 0.791 | 0.076 | 0.485 | 0.06 | 0.195 | 0.06 | 0.247 | 0.093 | 0.67 | 0.085 | 0.376 | 0.142 | 0.668 | 0.016 | 0.295
2024-09-11 18:00 | 0 | 0.87 | 0 | 0.847 | 0 | 0.532 | 0 | 0.252 | 0 | 0.243 | 0.001 | 0.596 | 0 | 0.317 | 0.005 | 0.543 | 0 | 0.206
2024-09-11 19:00 | 0 | 0.812 | 0 | 0.867 | 0 | 0.502 | 0 | 0.251 | 0 | 0.255 | 0 | 0.559 | 0 | 0.231 | 0 | 0.498 | 0 | 0.233
2024-09-11 20:00 | 0 | 0.609 | 0 | 0.863 | 0 | 0.451 | 0 | 0.233 | 0 | 0.312 | 0 | 0.574 | 0 | 0.171 | 0 | 0.507 | 0 | 0.231
2024-09-11 21:00 | 0 | 0.364 | 0 | 0.832 | 0 | 0.402 | 0 | 0.219 | 0 | 0.36 | 0 | 0.532 | 0 | 0.156 | 0 | 0.525 | 0 | 0.227
2024-09-11 22:00 | 0 | 0.204 | 0 | 0.767 | 0 | 0.348 | 0 | 0.2 | 0 | 0.349 | 0 | 0.423 | 0 | 0.169 | 0 | 0.454 | 0 | 0.158
2024-09-11 23:00 | 0 | 0.153 | 0 | 0.642 | 0 | 0.352 | 0 | 0.206 | 0 | 0.249 | 0 | 0.355 | 0 | 0.193 | 0 | 0.37 | 0 | 0.42
2024-09-12 | 0 | 0.196 | 0 | 0.503 | 0 | 0.382 | 0 | 0.248 | 0 | 0.2 | 0 | 0.33 | 0 | 0.185 | 0 | 0.329 | 0 | 0.893
2024-09-12 01:00 | 0 | 0.353 | 0 | 0.413 | 0 | 0.358 | 0 | 0.311 | 0 | 0.231 | 0 | 0.305 | 0 | 0.154 | 0 | 0.273 | 0 | 0.981
2024-09-12 02:00 | 0 | 0.467 | 0 | 0.379 | 0 | 0.322 | 0 | 0.395 | 0 | 0.279 | 0 | 0.265 | 0 | 0.201 | 0 | 0.231 | 0 | 0.981
2024-09-12 03:00 | 0 | 0.465 | 0 | 0.313 | 0 | 0.348 | 0 | 0.479 | 0 | 0.258 | 0 | 0.254 | 0 | 0.408 | 0 | 0.228 | 0 | 0.947
2024-09-12 04:00 | 0 | 0.501 | 0 | 0.196 | 0 | 0.433 | 0 | 0.532 | 0 | 0.166 | 0 | 0.294 | 0 | 0.631 | 0 | 0.201 | 0 | 0.874
2024-09-12 05:00 | 0 | 0.574 | 0 | 0.146 | 0 | 0.522 | 0 | 0.534 | 0 | 0.086 | 0 | 0.282 | 0 | 0.748 | 0 | 0.162 | 0 | 0.8
2024-09-12 06:00 | 0.013 | 0.718 | 0.012 | 0.116 | 0.038 | 0.556 | 0.051 | 0.494 | 0.051 | 0.046 | 0 | 0.248 | 0.027 | 0.754 | 0 | 0.132 | 0.028 | 0.676
2024-09-12 07:00 | 0.201 | 0.855 | 0.212 | 0.064 | 0.279 | 0.313 | 0.282 | 0.288 | 0.295 | 0.016 | 0.111 | 0.204 | 0.259 | 0.472 | 0.032 | 0.109 | 0.176 | 0.619
2024-09-12 08:00 | 0.418 | 0.945 | 0.449 | 0.075 | 0.501 | 0.155 | 0.493 | 0.179 | 0.513 | 0.002 | 0.389 | 0.144 | 0.481 | 0.308 | 0.113 | 0.083 | 0.368 | 0.568
2024-09-12 09:00 | 0.602 | 0.955 | 0.632 | 0.223 | 0.658 | 0.06 | 0.639 | 0.227 | 0.663 | 0.048 | 0.544 | 0.08 | 0.639 | 0.114 | 0.34 | 0.071 | 0.525 | 0.501
2024-09-12 10:00 | 0.69 | 0.955 | 0.751 | 0.345 | 0.753 | 0.093 | 0.732 | 0.206 | 0.755 | 0.266 | 0.66 | 0.051 | 0.736 | 0.027 | 0.518 | 0.072 | 0.639 | 0.484
2024-09-12 11:00 | 0.767 | 0.959 | 0.818 | 0.4 | 0.801 | 0.224 | 0.774 | 0.209 | 0.8 | 0.417 | 0.817 | 0.021 | 0.785 | 0.102 | 0.638 | 0.05 | 0.638 | 0.555
2024-09-12 12:00 | 0.751 | 0.969 | 0.829 | 0.523 | 0.801 | 0.385 | 0.766 | 0.229 | 0.791 | 0.544 | 0.841 | 0.008 | 0.784 | 0.234 | 0.733 | 0.028 | 0.557 | 0.607
2024-09-12 13:00 | 0.72 | 0.977 | 0.765 | 0.614 | 0.755 | 0.514 | 0.708 | 0.238 | 0.735 | 0.62 | 0.813 | 0 | 0.736 | 0.334 | 0.786 | 0.03 | 0.435 | 0.672
2024-09-12 14:00 | 0.624 | 0.979 | 0.665 | 0.59 | 0.659 | 0.578 | 0.59 | 0.243 | 0.64 | 0.648 | 0.736 | 0.001 | 0.641 | 0.394 | 0.728 | 0.037 | 0.334 | 0.746
2024-09-12 15:00 | 0.503 | 0.976 | 0.557 | 0.505 | 0.51 | 0.568 | 0.433 | 0.23 | 0.485 | 0.638 | 0.6 | 0.004 | 0.494 | 0.415 | 0.593 | 0.029 | 0.201 | 0.755
2024-09-12 16:00 | 0.319 | 0.971 | 0.32 | 0.442 | 0.304 | 0.51 | 0.241 | 0.196 | 0.28 | 0.574 | 0.414 | 0.019 | 0.296 | 0.422 | 0.39 | 0.004 | 0.076 | 0.713
2024-09-12 17:00 | 0.088 | 0.96 | 0.113 | 0.35 | 0.074 | 0.432 | 0.046 | 0.187 | 0.059 | 0.46 | 0.171 | 0.018 | 0.079 | 0.422 | 0.165 | 0.005 | 0.004 | 0.633
2024-09-12 18:00 | 0 | 0.945 | 0 | 0.361 | 0 | 0.476 | 0 | 0.198 | 0 | 0.388 | 0.002 | 0.088 | 0 | 0.541 | 0.011 | 0.072 | 0 | 0.523
2024-09-12 19:00 | 0 | 0.913 | 0 | 0.395 | 0 | 0.557 | 0 | 0.189 | 0 | 0.282 | 0 | 0.224 | 0 | 0.651 | 0 | 0.025 | 0 | 0.422
2024-09-12 20:00 | 0 | 0.868 | 0 | 0.362 | 0 | 0.618 | 0 | 0.164 | 0 | 0.234 | 0 | 0.311 | 0 | 0.697 | 0 | 0.007 | 0 | 0.352
2024-09-12 21:00 | 0 | 0.819 | 0 | 0.367 | 0 | 0.61 | 0 | 0.118 | 0 | 0.264 | 0 | 0.233 | 0 | 0.66 | 0 | 0.011 | 0 | 0.292
2024-09-12 22:00 | 0 | 0.78 | 0 | 0.343 | 0 | 0.51 | 0 | 0.072 | 0 | 0.357 | 0 | 0.158 | 0 | 0.559 | 0 | 0.022 | 0 | 0.228
2024-09-12 23:00 | 0 | 0.684 | 0 | 0.186 | 0 | 0.333 | 0 | 0.01 | 0 | 0.427 | 0 | 0.229 | 0 | 0.437 | 0 | 0.038 | 0 | 0.225
2024-09-13 | 0 | 0.574 | 0 | 0.234 | 0 | 0.21 | 0 | 0.104 | 0 | 0.358 | 0 | 0.337 | 0 | 0.376 | 0 | 0.037 | 0 | 0.275
2024-09-13 01:00 | 0 | 0.532 | 0 | 0.371 | 0 | 0.199 | 0 | 0.251 | 0 | 0.22 | 0 | 0.364 | 0 | 0.446 | 0 | 0.046 | 0 | 0.343
2024-09-13 02:00 | 0 | 0.576 | 0 | 0.378 | 0 | 0.215 | 0 | 0.297 | 0 | 0.15 | 0 | 0.328 | 0 | 0.524 | 0 | 0.083 | 0 | 0.467
2024-09-13 03:00 | 0 | 0.561 | 0 | 0.347 | 0 | 0.178 | 0 | 0.302 | 0 | 0.089 | 0 | 0.286 | 0 | 0.499 | 0 | 0.138 | 0 | 0.451
2024-09-13 04:00 | 0 | 0.538 | 0 | 0.317 | 0 | 0.143 | 0 | 0.274 | 0 | 0.026 | 0 | 0.274 | 0 | 0.425 | 0 | 0.205 | 0 | 0.394
2024-09-13 05:00 | 0 | 0.479 | 0 | 0.271 | 0 | 0.134 | 0 | 0.245 | 0 | 0.014 | 0 | 0.328 | 0 | 0.369 | 0 | 0.245 | 0 | 0.341
2024-09-13 06:00 | 0.008 | 0.413 | 0.016 | 0.226 | 0.031 | 0.124 | 0.028 | 0.217 | 0.044 | 0.037 | 0 | 0.405 | 0.023 | 0.31 | 0 | 0.215 | 0.026 | 0.278
2024-09-13 07:00 | 0.138 | 0.316 | 0.236 | 0.109 | 0.254 | 0.056 | 0.191 | 0.15 | 0.271 | 0.046 | 0.139 | 0.312 | 0.235 | 0.132 | 0.01 | 0.181 | 0.197 | 0.261
2024-09-13 08:00 | 0.299 | 0.179 | 0.469 | 0 | 0.476 | 0 | 0.463 | 0.093 | 0.488 | 0.025 | 0.368 | 0.08 | 0.457 | 0 | 0.057 | 0.105 | 0.347 | 0.188
2024-09-13 09:00 | 0.44 | 0.079 | 0.641 | 0 | 0.635 | 0.221 | 0.627 | 0.038 | 0.642 | 0.171 | 0.535 | 0.003 | 0.616 | 0.118 | 0.14 | 0.037 | 0.507 | 0.097
2024-09-13 10:00 | 0.547 | 0.033 | 0.75 | 0.008 | 0.739 | 0.413 | 0.724 | 0.021 | 0.74 | 0.443 | 0.662 | 0 | 0.721 | 0.269 | 0.449 | 0.03 | 0.609 | 0.036
2024-09-13 11:00 | 0.593 | 0.016 | 0.801 | 0.028 | 0.79 | 0.501 | 0.745 | 0.036 | 0.783 | 0.661 | 0.744 | 0.006 | 0.775 | 0.37 | 0.733 | 0.069 | 0.611 | 0.019
2024-09-13 12:00 | 0.493 | 0.009 | 0.802 | 0.071 | 0.791 | 0.525 | 0.74 | 0.058 | 0.778 | 0.731 | 0.77 | 0.034 | 0.779 | 0.432 | 0.798 | 0.104 | 0.536 | 0.039
2024-09-13 13:00 | 0.279 | 0.007 | 0.742 | 0.13 | 0.745 | 0.529 | 0.688 | 0.083 | 0.725 | 0.733 | 0.71 | 0.071 | 0.737 | 0.461 | 0.758 | 0.092 | 0.488 | 0.062
2024-09-13 14:00 | 0.161 | 0.003 | 0.625 | 0.19 | 0.65 | 0.507 | 0.589 | 0.103 | 0.626 | 0.693 | 0.601 | 0.105 | 0.648 | 0.467 | 0.688 | 0.057 | 0.425 | 0.096
2024-09-13 15:00 | 0.095 | 0.001 | 0.451 | 0.232 | 0.504 | 0.457 | 0.436 | 0.118 | 0.471 | 0.625 | 0.532 | 0.118 | 0.509 | 0.459 | 0.504 | 0.072 | 0.279 | 0.111
2024-09-13 16:00 | 0.043 | 0.004 | 0.267 | 0.243 | 0.306 | 0.391 | 0.235 | 0.14 | 0.267 | 0.526 | 0.37 | 0.099 | 0.316 | 0.432 | 0.288 | 0.05 | 0.115 | 0.101
2024-09-13 17:00 | 0.028 | 0.038 | 0.061 | 0.195 | 0.08 | 0.361 | 0.041 | 0.253 | 0.054 | 0.398 | 0.145 | 0.077 | 0.091 | 0.418 | 0.179 | 0.019 | 0.011 | 0.07
2024-09-13 18:00 | 0 | 0.167 | 0 | 0.118 | 0 | 0.449 | 0 | 0.48 | 0 | 0.362 | 0.002 | 0.061 | 0 | 0.505 | 0.01 | 0.01 | 0 | 0.031
2024-09-13 19:00 | 0 | 0.279 | 0 | 0.059 | 0 | 0.516 | 0 | 0.571 | 0 | 0.294 | 0 | 0.032 | 0 | 0.535 | 0 | 0 | 0 | 0.005
2024-09-13 20:00 | 0 | 0.361 | 0 | 0.034 | 0 | 0.525 | 0 | 0.566 | 0 | 0.215 | 0 | 0.028 | 0 | 0.512 | 0 | 0 | 0 | 0
2024-09-13 21:00 | 0 | 0.358 | 0 | 0.022 | 0 | 0.498 | 0 | 0.545 | 0 | 0.128 | 0 | 0.064 | 0 | 0.484 | 0 | 0 | 0 | 0
2024-09-13 22:00 | 0 | 0.319 | 0 | 0.015 | 0 | 0.423 | 0 | 0.516 | 0 | 0.114 | 0 | 0.128 | 0 | 0.447 | 0 | 0 | 0 | 0
2024-09-13 23:00 | 0 | 0.328 | 0 | 0.01 | 0 | 0.298 | 0 | 0.455 | 0 | 0.138 | 0 | 0.205 | 0 | 0.394 | 0 | 0.029 | 0 | 0.005
2024-09-14 | 0 | 0.391 | 0 | 0.008 | 0 | 0.177 | 0 | 0.331 | 0 | 0.179 | 0 | 0.282 | 0 | 0.333 | 0 | 0.08 | 0 | 0.03
2024-09-14 01:00 | 0 | 0.407 | 0 | 0.006 | 0 | 0.132 | 0 | 0.23 | 0 | 0.217 | 0 | 0.36 | 0 | 0.289 | 0 | 0.06 | 0 | 0.059
2024-09-14 02:00 | 0 | 0.387 | 0 | 0.002 | 0 | 0.154 | 0 | 0.172 | 0 | 0.235 | 0 | 0.431 | 0 | 0.257 | 0 | 0.067 | 0 | 0.072
2024-09-14 03:00 | 0 | 0.32 | 0 | 0 | 0 | 0.23 | 0 | 0.147 | 0 | 0.261 | 0 | 0.476 | 0 | 0.242 | 0 | 0.101 | 0 | 0.093
2024-09-14 04:00 | 0 | 0.255 | 0 | 0.001 | 0 | 0.305 | 0 | 0.156 | 0 | 0.294 | 0 | 0.513 | 0 | 0.231 | 0 | 0.157 | 0 | 0.126
2024-09-14 05:00 | 0 | 0.221 | 0 | 0.002 | 0 | 0.349 | 0 | 0.174 | 0 | 0.286 | 0 | 0.556 | 0 | 0.205 | 0 | 0.23 | 0 | 0.171
2024-09-14 06:00 | 0.002 | 0.188 | 0.016 | 0.01 | 0.029 | 0.339 | 0.021 | 0.183 | 0.022 | 0.234 | 0 | 0.546 | 0.023 | 0.16 | 0 | 0.298 | 0.046 | 0.199
2024-09-14 07:00 | 0.064 | 0.139 | 0.227 | 0.031 | 0.216 | 0.199 | 0.185 | 0.192 | 0.175 | 0.158 | 0.087 | 0.51 | 0.23 | 0.067 | 0.02 | 0.373 | 0.244 | 0.203
2024-09-14 08:00 | 0.164 | 0.093 | 0.453 | 0.004 | 0.482 | 0.13 | 0.425 | 0.122 | 0.464 | 0.108 | 0.354 | 0.233 | 0.446 | 0.055 | 0.094 | 0.413 | 0.464 | 0.26
2024-09-14 09:00 | 0.216 | 0.071 | 0.605 | 0.011 | 0.638 | 0.117 | 0.594 | 0.054 | 0.647 | 0.097 | 0.544 | 0.113 | 0.605 | 0.067 | 0.193 | 0.466 | 0.621 | 0.29
2024-09-14 10:00 | 0.179 | 0.037 | 0.716 | 0.05 | 0.737 | 0.134 | 0.707 | 0.019 | 0.743 | 0.117 | 0.672 | 0.167 | 0.709 | 0.059 | 0.34 | 0.678 | 0.719 | 0.279
2024-09-14 11:00 | 0.166 | 0.017 | 0.785 | 0.093 | 0.785 | 0.183 | 0.753 | 0.001 | 0.784 | 0.163 | 0.746 | 0.235 | 0.759 | 0.084 | 0.558 | 0.777 | 0.763 | 0.32
2024-09-14 12:00 | 0.263 | 0.007 | 0.793 | 0.144 | 0.785 | 0.249 | 0.754 | 0 | 0.778 | 0.211 | 0.774 | 0.312 | 0.76 | 0.128 | 0.672 | 0.814 | 0.759 | 0.415
2024-09-14 13:00 | 0.328 | 0.006 | 0.723 | 0.195 | 0.737 | 0.313 | 0.704 | 0 | 0.724 | 0.246 | 0.752 | 0.37 | 0.712 | 0.178 | 0.717 | 0.811 | 0.704 | 0.51
2024-09-14 14:00 | 0.323 | 0.001 | 0.626 | 0.251 | 0.633 | 0.348 | 0.608 | 0.001 | 0.62 | 0.267 | 0.681 | 0.394 | 0.607 | 0.205 | 0.661 | 0.777 | 0.6 | 0.61
2024-09-14 15:00 | 0.298 | 0 | 0.505 | 0.264 | 0.487 | 0.334 | 0.457 | 0.002 | 0.463 | 0.274 | 0.558 | 0.378 | 0.469 | 0.196 | 0.555 | 0.72 | 0.435 | 0.646
2024-09-14 16:00 | 0.157 | 0.031 | 0.313 | 0.225 | 0.287 | 0.279 | 0.256 | 0.003 | 0.258 | 0.251 | 0.383 | 0.327 | 0.281 | 0.163 | 0.394 | 0.618 | 0.223 | 0.592
2024-09-14 17:00 | 0.031 | 0.239 | 0.096 | 0.144 | 0.07 | 0.237 | 0.049 | 0.018 | 0.051 | 0.226 | 0.165 | 0.211 | 0.073 | 0.147 | 0.154 | 0.433 | 0.025 | 0.483
2024-09-14 18:00 | 0 | 0.383 | 0 | 0.052 | 0 | 0.236 | 0 | 0.125 | 0 | 0.252 | 0.003 | 0.068 | 0 | 0.169 | 0.008 | 0.32 | 0 | 0.38
2024-09-14 19:00 | 0 | 0.432 | 0 | 0.006 | 0 | 0.2 | 0 | 0.278 | 0 | 0.249 | 0 | 0.002 | 0 | 0.163 | 0 | 0.281 | 0 | 0.317
2024-09-14 20:00 | 0 | 0.463 | 0 | 0.001 | 0 | 0.137 | 0 | 0.36 | 0 | 0.214 | 0 | 0.001 | 0 | 0.122 | 0 | 0.259 | 0 | 0.27
2024-09-14 21:00 | 0 | 0.431 | 0 | 0.001 | 0 | 0.071 | 0 | 0.351 | 0 | 0.167 | 0 | 0.032 | 0 | 0.074 | 0 | 0.264 | 0 | 0.23
2024-09-14 22:00 | 0 | 0.332 | 0 | 0.006 | 0 | 0.02 | 0 | 0.309 | 0 | 0.099 | 0 | 0.097 | 0 | 0.033 | 0 | 0.264 | 0 | 0.218
2024-09-14 23:00 | 0 | 0.232 | 0 | 0.022 | 0 | 0.002 | 0 | 0.264 | 0 | 0.041 | 0 | 0.155 | 0 | 0.008 | 0 | 0.255 | 0 | 0.246
2024-09-15 | 0 | 0.143 | 0 | 0.048 | 0 | 0 | 0 | 0.227 | 0 | 0.013 | 0 | 0.202 | 0 | 0.001 | 0 | 0.247 | 0 | 0.294
2024-09-15 01:00 | 0 | 0.065 | 0 | 0.08 | 0 | 0.001 | 0 | 0.193 | 0 | 0.006 | 0 | 0.223 | 0 | 0 | 0 | 0.244 | 0 | 0.323
2024-09-15 02:00 | 0 | 0.019 | 0 | 0.12 | 0 | 0.003 | 0 | 0.157 | 0 | 0.015 | 0 | 0.233 | 0 | 0.001 | 0 | 0.227 | 0 | 0.309
2024-09-15 03:00 | 0 | 0.005 | 0 | 0.17 | 0 | 0.013 | 0 | 0.132 | 0 | 0.03 | 0 | 0.248 | 0 | 0.003 | 0 | 0.217 | 0 | 0.272
2024-09-15 04:00 | 0 | 0.016 | 0 | 0.232 | 0 | 0.032 | 0 | 0.113 | 0 | 0.045 | 0 | 0.278 | 0 | 0.011 | 0 | 0.2 | 0 | 0.236
2024-09-15 05:00 | 0 | 0.092 | 0 | 0.285 | 0 | 0.043 | 0 | 0.1 | 0 | 0.051 | 0 | 0.351 | 0 | 0.017 | 0 | 0.183 | 0 | 0.205
2024-09-15 06:00 | 0.013 | 0.26 | 0.017 | 0.328 | 0.035 | 0.041 | 0.043 | 0.084 | 0.046 | 0.048 | 0 | 0.436 | 0.023 | 0.017 | 0 | 0.179 | 0.05 | 0.201
2024-09-15 07:00 | 0.194 | 0.357 | 0.224 | 0.27 | 0.258 | 0.019 | 0.253 | 0.052 | 0.268 | 0.031 | 0.138 | 0.432 | 0.224 | 0.006 | 0.059 | 0.161 | 0.257 | 0.169
2024-09-15 08:00 | 0.412 | 0.27 | 0.451 | 0.089 | 0.476 | 0 | 0.46 | 0.011 | 0.483 | 0.032 | 0.372 | 0.199 | 0.44 | 0.001 | 0.26 | 0.133 | 0.462 | 0.117
2024-09-15 09:00 | 0.578 | 0.252 | 0.615 | 0.107 | 0.631 | 0.002 | 0.613 | 0 | 0.637 | 0.02 | 0.558 | 0.167 | 0.601 | 0.007 | 0.473 | 0.167 | 0.614 | 0.115
2024-09-15 10:00 | 0.688 | 0.256 | 0.724 | 0.158 | 0.733 | 0.021 | 0.708 | 0 | 0.734 | 0.049 | 0.683 | 0.255 | 0.705 | 0.009 | 0.642 | 0.196 | 0.71 | 0.142
2024-09-15 11:00 | 0.744 | 0.299 | 0.781 | 0.212 | 0.78 | 0.049 | 0.745 | 0.003 | 0.778 | 0.07 | 0.753 | 0.434 | 0.747 | 0.013 | 0.739 | 0.206 | 0.754 | 0.194
2024-09-15 12:00 | 0.752 | 0.407 | 0.791 | 0.236 | 0.783 | 0.076 | 0.743 | 0.01 | 0.778 | 0.073 | 0.772 | 0.531 | 0.751 | 0.02 | 0.781 | 0.189 | 0.749 | 0.314
2024-09-15 13:00 | 0.713 | 0.568 | 0.754 | 0.245 | 0.738 | 0.104 | 0.695 | 0.021 | 0.731 | 0.074 | 0.745 | 0.583 | 0.708 | 0.028 | 0.774 | 0.171 | 0.694 | 0.413
2024-09-15 14:00 | 0.626 | 0.7 | 0.668 | 0.248 | 0.645 | 0.132 | 0.598 | 0.033 | 0.635 | 0.076 | 0.674 | 0.577 | 0.621 | 0.037 | 0.713 | 0.144 | 0.584 | 0.518
2024-09-15 15:00 | 0.486 | 0.753 | 0.53 | 0.241 | 0.499 | 0.148 | 0.45 | 0.045 | 0.486 | 0.075 | 0.554 | 0.522 | 0.48 | 0.041 | 0.596 | 0.105 | 0.423 | 0.614
2024-09-15 16:00 | 0.294 | 0.719 | 0.337 | 0.197 | 0.299 | 0.16 | 0.254 | 0.057 | 0.284 | 0.071 | 0.382 | 0.422 | 0.288 | 0.04 | 0.424 | 0.057 | 0.215 | 0.668
2024-09-15 17:00 | 0.079 | 0.548 | 0.108 | 0.074 | 0.078 | 0.158 | 0.051 | 0.095 | 0.063 | 0.066 | 0.168 | 0.274 | 0.077 | 0.036 | 0.205 | 0.025 | 0.025 | 0.594
2024-09-15 18:00 | 0 | 0.247 | 0 | 0.001 | 0 | 0.143 | 0 | 0.21 | 0 | 0.061 | 0.004 | 0.126 | 0 | 0.042 | 0.013 | 0.015 | 0 | 0.457
2024-09-15 19:00 | 0 | 0.085 | 0 | 0 | 0 | 0.112 | 0 | 0.382 | 0 | 0.045 | 0 | 0.021 | 0 | 0.04 | 0 | 0.006 | 0 | 0.367
2024-09-15 20:00 | 0 | 0.023 | 0 | 0 | 0 | 0.079 | 0 | 0.516 | 0 | 0.025 | 0 | 0.001 | 0 | 0.027 | 0 | 0.001 | 0 | 0.289
2024-09-15 21:00 | 0 | 0.019 | 0 | 0.006 | 0 | 0.041 | 0 | 0.501 | 0 | 0.018 | 0 | 0.004 | 0 | 0.011 | 0 | 0.001 | 0 | 0.291
2024-09-15 22:00 | 0 | 0.032 | 0 | 0.024 | 0 | 0.008 | 0 | 0.466 | 0 | 0.042 | 0 | 0.036 | 0 | 0.002 | 0 | 0.007 | 0 | 0.315
2024-09-15 23:00 | 0 | 0.036 | 0 | 0.05 | 0 | 0.001 | 0 | 0.4 | 0 | 0.077 | 0 | 0.1 | 0 | 0.001 | 0 | 0.027 | 0 | 0.317
2024-09-16 | 0 | 0.033 | 0 | 0.074 | 0 | 0.002 | 0 | 0.325 | 0 | 0.138 | 0 | 0.164 | 0 | 0.001 | 0 | 0.043 | 0 | 0.315
2024-09-16 01:00 | 0 | 0.03 | 0 | 0.079 | 0 | 0.023 | 0 | 0.264 | 0 | 0.18 | 0 | 0.211 | 0 | 0.018 | 0 | 0.054 | 0 | 0.324
2024-09-16 02:00 | 0 | 0.027 | 0 | 0.054 | 0 | 0.107 | 0 | 0.218 | 0 | 0.181 | 0 | 0.252 | 0 | 0.087 | 0 | 0.057 | 0 | 0.275
2024-09-16 03:00 | 0 | 0.025 | 0 | 0.023 | 0 | 0.22 | 0 | 0.195 | 0 | 0.164 | 0 | 0.305 | 0 | 0.201 | 0 | 0.049 | 0 | 0.177
2024-09-16 04:00 | 0 | 0.015 | 0 | 0.007 | 0 | 0.305 | 0 | 0.192 | 0 | 0.147 | 0 | 0.388 | 0 | 0.272 | 0 | 0.032 | 0 | 0.084
2024-09-16 05:00 | 0 | 0.007 | 0 | 0.006 | 0 | 0.334 | 0 | 0.192 | 0 | 0.119 | 0 | 0.494 | 0 | 0.238 | 0 | 0.016 | 0 | 0.038
2024-09-16 06:00 | 0.012 | 0.003 | 0.018 | 0.018 | 0.035 | 0.298 | 0.043 | 0.162 | 0.048 | 0.076 | 0 | 0.583 | 0.023 | 0.153 | 0 | 0.007 | 0.049 | 0.018
2024-09-16 07:00 | 0.179 | 0 | 0.229 | 0.035 | 0.251 | 0.145 | 0.255 | 0.097 | 0.27 | 0.027 | 0.121 | 0.546 | 0.219 | 0.041 | 0.082 | 0.004 | 0.251 | 0.021
2024-09-16 08:00 | 0.413 | 0 | 0.454 | 0.019 | 0.466 | 0.081 | 0.466 | 0.035 | 0.483 | 0.012 | 0.346 | 0.315 | 0.433 | 0.031 | 0.308 | 0.002 | 0.46 | 0.033
2024-09-16 09:00 | 0.591 | 0 | 0.616 | 0.004 | 0.621 | 0.012 | 0.621 | 0.015 | 0.635 | 0.001 | 0.53 | 0.298 | 0.593 | 0.018 | 0.51 | 0.001 | 0.614 | 0.063
2024-09-16 10:00 | 0.697 | 0.002 | 0.713 | 0.067 | 0.718 | 0 | 0.719 | 0.033 | 0.728 | 0.042 | 0.654 | 0.386 | 0.697 | 0 | 0.656 | 0.008 | 0.712 | 0.096
2024-09-16 11:00 | 0.743 | 0.022 | 0.766 | 0.187 | 0.767 | 0.003 | 0.765 | 0.09 | 0.774 | 0.065 | 0.721 | 0.614 | 0.746 | 0 | 0.746 | 0.007 | 0.76 | 0.102
2024-09-16 12:00 | 0.744 | 0.058 | 0.774 | 0.243 | 0.765 | 0.002 | 0.762 | 0.128 | 0.773 | 0.063 | 0.739 | 0.804 | 0.75 | 0 | 0.786 | 0.006 | 0.752 | 0.089
2024-09-16 13:00 | 0.701 | 0.104 | 0.735 | 0.277 | 0.715 | 0.002 | 0.714 | 0.115 | 0.725 | 0.058 | 0.706 | 0.856 | 0.708 | 0 | 0.774 | 0.013 | 0.701 | 0.072
2024-09-16 14:00 | 0.613 | 0.146 | 0.648 | 0.274 | 0.622 | 0.001 | 0.617 | 0.083 | 0.629 | 0.05 | 0.636 | 0.844 | 0.615 | 0 | 0.713 | 0.028 | 0.595 | 0.051
2024-09-16 15:00 | 0.471 | 0.168 | 0.507 | 0.238 | 0.471 | 0.001 | 0.467 | 0.054 | 0.48 | 0.043 | 0.507 | 0.783 | 0.473 | 0 | 0.596 | 0.051 | 0.433 | 0.031
2024-09-16 16:00 | 0.279 | 0.23 | 0.312 | 0.172 | 0.272 | 0 | 0.267 | 0.043 | 0.28 | 0.034 | 0.297 | 0.686 | 0.281 | 0 | 0.423 | 0.074 | 0.223 | 0.013
2024-09-16 17:00 | 0.072 | 0.332 | 0.091 | 0.077 | 0.064 | 0.001 | 0.056 | 0.106 | 0.063 | 0.026 | 0.102 | 0.539 | 0.074 | 0.003 | 0.198 | 0.1 | 0.028 | 0.01
2024-09-16 18:00 | 0 | 0.355 | 0 | 0.046 | 0 | 0.005 | 0 | 0.333 | 0 | 0.017 | 0.003 | 0.461 | 0 | 0.028 | 0.013 | 0.136 | 0 | 0.005
2024-09-16 19:00 | 0 | 0.3 | 0 | 0.11 | 0 | 0.011 | 0 | 0.524 | 0 | 0.03 | 0 | 0.398 | 0 | 0.044 | 0 | 0.17 | 0 | 0.001
2024-09-16 20:00 | 0 | 0.266 | 0 | 0.263 | 0 | 0.011 | 0 | 0.568 | 0 | 0.114 | 0 | 0.32 | 0 | 0.035 | 0 | 0.185 | 0 | 0.001
2024-09-16 21:00 | 0 | 0.238 | 0 | 0.422 | 0 | 0.006 | 0 | 0.558 | 0 | 0.287 | 0 | 0.352 | 0 | 0.022 | 0 | 0.206 | 0 | 0.005
2024-09-16 22:00 | 0 | 0.212 | 0 | 0.461 | 0 | 0 | 0 | 0.464 | 0 | 0.539 | 0 | 0.454 | 0 | 0.009 | 0 | 0.218 | 0 | 0.004
2024-09-16 23:00 | 0 | 0.183 | 0 | 0.395 | 0 | 0.003 | 0 | 0.385 | 0 | 0.631 | 0 | 0.515 | 0 | 0.002 | 0 | 0.189 | 0 | 0.001
2024-09-17 | 0 | 0.147 | 0 | 0.288 | 0 | 0.105 | 0 | 0.314 | 0 | 0.61 | 0 | 0.523 | 0 | 0 | 0 | 0.142 | 0 | 0.008
2024-09-17 01:00 | 0 | 0.125 | 0 | 0.173 | 0 | 0.289 | 0 | 0.264 | 0 | 0.523 | 0 | 0.481 | 0 | 0.007 | 0 | 0.097 | 0 | 0.014
2024-09-17 02:00 | 0 | 0.105 | 0 | 0.085 | 0 | 0.395 | 0 | 0.219 | 0 | 0.412 | 0 | 0.398 | 0 | 0.039 | 0 | 0.068 | 0 | 0.011
2024-09-17 03:00 | 0 | 0.095 | 0 | 0.035 | 0 | 0.41 | 0 | 0.165 | 0 | 0.309 | 0 | 0.321 | 0 | 0.066 | 0 | 0.058 | 0 | 0.025
2024-09-17 04:00 | 0 | 0.086 | 0 | 0.011 | 0 | 0.388 | 0 | 0.107 | 0 | 0.223 | 0 | 0.28 | 0 | 0.071 | 0 | 0.048 | 0 | 0.094
2024-09-17 05:00 | 0 | 0.08 | 0 | 0.003 | 0 | 0.358 | 0 | 0.06 | 0 | 0.166 | 0 | 0.274 | 0 | 0.059 | 0 | 0.039 | 0 | 0.158
2024-09-17 06:00 | 0.005 | 0.083 | 0.016 | 0.001 | 0.026 | 0.325 | 0.048 | 0.03 | 0.041 | 0.125 | 0 | 0.314 | 0.021 | 0.043 | 0 | 0.041 | 0.031 | 0.194
2024-09-17 07:00 | 0.086 | 0.077 | 0.212 | 0 | 0.216 | 0.189 | 0.263 | 0.006 | 0.248 | 0.079 | 0.117 | 0.336 | 0.206 | 0.019 | 0.028 | 0.04 | 0.188 | 0.207
2024-09-17 08:00 | 0.258 | 0.092 | 0.434 | 0 | 0.433 | 0.179 | 0.468 | 0.001 | 0.46 | 0.086 | 0.336 | 0.181 | 0.42 | 0.083 | 0.115 | 0.037 | 0.413 | 0.231
2024-09-17 09:00 | 0.487 | 0.12 | 0.598 | 0 | 0.602 | 0.132 | 0.619 | 0.004 | 0.619 | 0.072 | 0.515 | 0.086 | 0.583 | 0.092 | 0.242 | 0.029 | 0.577 | 0.245
2024-09-17 10:00 | 0.59 | 0.155 | 0.698 | 0.084 | 0.706 | 0.05 | 0.714 | 0.012 | 0.717 | 0.037 | 0.622 | 0.062 | 0.688 | 0.043 | 0.452 | 0.041 | 0.678 | 0.285
2024-09-17 11:00 | 0.659 | 0.188 | 0.754 | 0.144 | 0.751 | 0.013 | 0.759 | 0.029 | 0.758 | 0.006 | 0.658 | 0.045 | 0.742 | 0.008 | 0.624 | 0.07 | 0.714 | 0.407
2024-09-17 12:00 | 0.705 | 0.243 | 0.757 | 0.173 | 0.752 | 0.004 | 0.755 | 0.052 | 0.754 | 0.002 | 0.637 | 0.062 | 0.746 | 0.001 | 0.652 | 0.099 | 0.686 | 0.556
2024-09-17 13:00 | 0.613 | 0.365 | 0.685 | 0.196 | 0.707 | 0.002 | 0.707 | 0.071 | 0.704 | 0.001 | 0.583 | 0.105 | 0.704 | 0 | 0.6 | 0.134 | 0.577 | 0.645
2024-09-17 14:00 | 0.446 | 0.501 | 0.522 | 0.193 | 0.621 | 0.001 | 0.614 | 0.09 | 0.619 | 0.002 | 0.482 | 0.165 | 0.616 | 0 | 0.497 | 0.185 | 0.462 | 0.667
2024-09-17 15:00 | 0.398 | 0.617 | 0.33 | 0.162 | 0.476 | 0.002 | 0.467 | 0.112 | 0.469 | 0.004 | 0.354 | 0.22 | 0.476 | 0 | 0.334 | 0.195 | 0.323 | 0.656
2024-09-17 16:00 | 0.236 | 0.723 | 0.164 | 0.111 | 0.281 | 0.003 | 0.27 | 0.139 | 0.269 | 0.008 | 0.216 | 0.248 | 0.286 | 0 | 0.216 | 0.274 | 0.146 | 0.644
2024-09-17 17:00 | 0.057 | 0.795 | 0.041 | 0.069 | 0.066 | 0.001 | 0.059 | 0.219 | 0.059 | 0.008 | 0.087 | 0.245 | 0.078 | 0 | 0.099 | 0.403 | 0.019 | 0.571
2024-09-17 18:00 | 0 | 0.78 | 0 | 0.038 | 0 | 0.001 | 0 | 0.45 | 0 | 0.006 | 0.003 | 0.25 | 0 | 0.004 | 0.007 | 0.494 | 0 | 0.442
2024-09-17 19:00 | 0 | 0.761 | 0 | 0.02 | 0 | 0.002 | 0 | 0.586 | 0 | 0.008 | 0 | 0.218 | 0 | 0.013 | 0 | 0.556 | 0 | 0.402
2024-09-17 20:00 | 0 | 0.724 | 0 | 0.015 | 0 | 0.003 | 0 | 0.578 | 0 | 0.061 | 0 | 0.163 | 0 | 0.015 | 0 | 0.568 | 0 | 0.358
2024-09-17 21:00 | 0 | 0.666 | 0 | 0.021 | 0 | 0.001 | 0 | 0.51 | 0 | 0.276 | 0 | 0.118 | 0 | 0.014 | 0 | 0.583 | 0 | 0.282
2024-09-17 22:00 | 0 | 0.71 | 0 | 0.033 | 0 | 0.003 | 0 | 0.457 | 0 | 0.541 | 0 | 0.095 | 0 | 0.015 | 0 | 0.608 | 0 | 0.229
2024-09-17 23:00 | 0 | 0.77 | 0 | 0.041 | 0 | 0.047 | 0 | 0.422 | 0 | 0.634 | 0 | 0.109 | 0 | 0.029 | 0 | 0.606 | 0 | 0.188
2024-09-18 | 0 | 0.744 | 0 | 0.044 | 0 | 0.182 | 0 | 0.416 | 0 | 0.621 | 0 | 0.164 | 0 | 0.072 | 0 | 0.587 | 0 | 0.168
2024-09-18 01:00 | 0 | 0.716 | 0 | 0.064 | 0 | 0.367 | 0 | 0.414 | 0 | 0.568 | 0 | 0.264 | 0 | 0.151 | 0 | 0.556 | 0 | 0.182
2024-09-18 02:00 | 0 | 0.71 | 0 | 0.139 | 0 | 0.489 | 0 | 0.414 | 0 | 0.507 | 0 | 0.407 | 0 | 0.208 | 0 | 0.507 | 0 | 0.205
2024-09-18 03:00 | 0 | 0.795 | 0 | 0.279 | 0 | 0.527 | 0 | 0.428 | 0 | 0.442 | 0 | 0.582 | 0 | 0.199 | 0 | 0.525 | 0 | 0.191
2024-09-18 04:00 | 0 | 0.783 | 0 | 0.414 | 0 | 0.522 | 0 | 0.469 | 0 | 0.371 | 0 | 0.75 | 0 | 0.137 | 0 | 0.566 | 0 | 0.126
2024-09-18 05:00 | 0 | 0.783 | 0 | 0.488 | 0 | 0.472 | 0 | 0.506 | 0 | 0.278 | 0 | 0.841 | 0 | 0.075 | 0 | 0.58 | 0 | 0.053
2024-09-18 06:00 | 0.005 | 0.797 | 0.011 | 0.501 | 0.035 | 0.405 | 0.049 | 0.454 | 0.045 | 0.188 | 0 | 0.85 | 0.025 | 0.04 | 0 | 0.566 | 0.03 | 0.016
2024-09-18 07:00 | 0.091 | 0.804 | 0.16 | 0.309 | 0.243 | 0.236 | 0.258 | 0.494 | 0.259 | 0.095 | 0.125 | 0.75 | 0.223 | 0.018 | 0.03 | 0.465 | 0.16 | 0.014
2024-09-18 08:00 | 0.247 | 0.921 | 0.377 | 0.18 | 0.456 | 0.253 | 0.474 | 0.486 | 0.468 | 0.104 | 0.348 | 0.574 | 0.435 | 0.076 | 0.13 | 0.272 | 0.357 | 0.028
2024-09-18 09:00 | 0.396 | 0.95 | 0.549 | 0.214 | 0.614 | 0.21 | 0.632 | 0.415 | 0.623 | 0.07 | 0.527 | 0.516 | 0.595 | 0.081 | 0.265 | 0.117 | 0.527 | 0.07
2024-09-18 10:00 | 0.494 | 0.948 | 0.662 | 0.235 | 0.715 | 0.112 | 0.727 | 0.355 | 0.72 | 0.026 | 0.647 | 0.795 | 0.698 | 0.044 | 0.406 | 0.055 | 0.641 | 0.155
2024-09-18 11:00 | 0.549 | 0.926 | 0.73 | 0.218 | 0.763 | 0.039 | 0.763 | 0.311 | 0.765 | 0.001 | 0.717 | 0.862 | 0.748 | 0.017 | 0.484 | 0.101 | 0.681 | 0.264
2024-09-18 12:00 | 0.55 | 0.898 | 0.744 | 0.179 | 0.764 | 0.009 | 0.76 | 0.282 | 0.761 | 0 | 0.741 | 0.845 | 0.751 | 0.008 | 0.524 | 0.226 | 0.669 | 0.359
2024-09-18 13:00 | 0.501 | 0.878 | 0.706 | 0.147 | 0.718 | 0.006 | 0.712 | 0.274 | 0.711 | 0 | 0.719 | 0.819 | 0.709 | 0.008 | 0.55 | 0.386 | 0.615 | 0.447
2024-09-18 14:00 | 0.404 | 0.877 | 0.616 | 0.118 | 0.626 | 0.009 | 0.612 | 0.286 | 0.613 | 0 | 0.651 | 0.788 | 0.619 | 0.014 | 0.531 | 0.465 | 0.507 | 0.542
2024-09-18 15:00 | 0.275 | 0.894 | 0.466 | 0.094 | 0.48 | 0.017 | 0.463 | 0.315 | 0.461 | 0.003 | 0.532 | 0.753 | 0.477 | 0.027 | 0.423 | 0.407 | 0.357 | 0.63
2024-09-18 16:00 | 0.142 | 0.904 | 0.271 | 0.078 | 0.284 | 0.037 | 0.264 | 0.357 | 0.261 | 0.025 | 0.364 | 0.714 | 0.286 | 0.049 | 0.296 | 0.388 | 0.167 | 0.692
2024-09-18 17:00 | 0.035 | 0.903 | 0.078 | 0.088 | 0.072 | 0.139 | 0.056 | 0.398 | 0.055 | 0.148 | 0.157 | 0.622 | 0.078 | 0.11 | 0.126 | 0.527 | 0.021 | 0.702
2024-09-18 18:00 | 0 | 0.886 | 0 | 0.155 | 0 | 0.402 | 0 | 0.471 | 0 | 0.466 | 0.004 | 0.566 | 0 | 0.237 | 0.008 | 0.673 | 0 | 0.654
2024-09-18 19:00 | 0 | 0.872 | 0 | 0.279 | 0 | 0.568 | 0 | 0.482 | 0 | 0.644 | 0 | 0.601 | 0 | 0.345 | 0 | 0.725 | 0 | 0.675
2024-09-18 20:00 | 0 | 0.868 | 0 | 0.405 | 0 | 0.625 | 0 | 0.432 | 0 | 0.682 | 0 | 0.647 | 0 | 0.425 | 0 | 0.739 | 0 | 0.705
2024-09-18 21:00 | 0 | 0.874 | 0 | 0.471 | 0 | 0.652 | 0 | 0.389 | 0 | 0.653 | 0 | 0.697 | 0 | 0.488 | 0 | 0.744 | 0 | 0.701
2024-09-18 22:00 | 0 | 0.854 | 0 | 0.479 | 0 | 0.662 | 0 | 0.357 | 0 | 0.589 | 0 | 0.747 | 0 | 0.513 | 0 | 0.733 | 0 | 0.687
2024-09-18 23:00 | 0 | 0.81 | 0 | 0.449 | 0 | 0.658 | 0 | 0.344 | 0 | 0.491 | 0 | 0.793 | 0 | 0.484 | 0 | 0.691 | 0 | 0.717
2024-09-19 | 0 | 0.748 | 0 | 0.404 | 0 | 0.638 | 0 | 0.336 | 0 | 0.403 | 0 | 0.812 | 0 | 0.395 | 0 | 0.648 | 0 | 0.769
2024-09-19 01:00 | 0 | 0.666 | 0 | 0.363 | 0 | 0.59 | 0 | 0.313 | 0 | 0.329 | 0 | 0.797 | 0 | 0.291 | 0 | 0.574 | 0 | 0.808
2024-09-19 02:00 | 0 | 0.587 | 0 | 0.338 | 0 | 0.516 | 0 | 0.289 | 0 | 0.277 | 0 | 0.766 | 0 | 0.214 | 0 | 0.543 | 0 | 0.833
2024-09-19 03:00 | 0 | 0.544 | 0 | 0.322 | 0 | 0.439 | 0 | 0.27 | 0 | 0.233 | 0 | 0.72 | 0 | 0.155 | 0 | 0.498 | 0 | 0.836
2024-09-19 04:00 | 0 | 0.547 | 0 | 0.328 | 0 | 0.37 | 0 | 0.249 | 0 | 0.191 | 0 | 0.669 | 0 | 0.112 | 0 | 0.432 | 0 | 0.816
2024-09-19 05:00 | 0 | 0.548 | 0 | 0.337 | 0 | 0.302 | 0 | 0.197 | 0 | 0.149 | 0 | 0.618 | 0 | 0.069 | 0 | 0.358 | 0 | 0.766
2024-09-19 06:00 | 0.01 | 0.613 | 0.017 | 0.332 | 0.034 | 0.217 | 0.032 | 0.118 | 0.043 | 0.091 | 0 | 0.605 | 0.026 | 0.035 | 0 | 0.343 | 0.043 | 0.685
2024-09-19 07:00 | 0.136 | 0.727 | 0.201 | 0.204 | 0.242 | 0.095 | 0.195 | 0.057 | 0.251 | 0.036 | 0.121 | 0.54 | 0.223 | 0.018 | 0.035 | 0.328 | 0.23 | 0.578
2024-09-19 08:00 | 0.301 | 0.7 | 0.428 | 0.149 | 0.456 | 0.07 | 0.438 | 0.012 | 0.467 | 0.024 | 0.338 | 0.547 | 0.437 | 0.03 | 0.181 | 0.36 | 0.432 | 0.429
2024-09-19 09:00 | 0.407 | 0.78 | 0.59 | 0.274 | 0.615 | 0.035 | 0.599 | 0.004 | 0.624 | 0.016 | 0.52 | 0.773 | 0.6 | 0.023 | 0.411 | 0.511 | 0.586 | 0.341
2024-09-19 10:00 | 0.415 | 0.808 | 0.69 | 0.484 | 0.715 | 0 | 0.693 | 0.013 | 0.717 | 0 | 0.642 | 0.949 | 0.702 | 0.009 | 0.582 | 0.64 | 0.685 | 0.299
2024-09-19 11:00 | 0.437 | 0.737 | 0.749 | 0.48 | 0.762 | 0 | 0.753 | 0.032 | 0.759 | 0 | 0.713 | 0.98 | 0.753 | 0.003 | 0.713 | 0.76 | 0.731 | 0.234
2024-09-19 12:00 | 0.581 | 0.67 | 0.758 | 0.51 | 0.761 | 0.003 | 0.75 | 0.062 | 0.755 | 0 | 0.739 | 0.981 | 0.754 | 0.011 | 0.771 | 0.837 | 0.726 | 0.225
2024-09-19 13:00 | 0.574 | 0.71 | 0.721 | 0.565 | 0.714 | 0.017 | 0.7 | 0.075 | 0.705 | 0 | 0.722 | 0.975 | 0.711 | 0.027 | 0.764 | 0.87 | 0.671 | 0.347
2024-09-19 14:00 | 0.466 | 0.813 | 0.63 | 0.602 | 0.619 | 0.045 | 0.602 | 0.09 | 0.61 | 0.001 | 0.662 | 0.963 | 0.622 | 0.046 | 0.711 | 0.88 | 0.564 | 0.532
2024-09-19 15:00 | 0.361 | 0.826 | 0.491 | 0.611 | 0.474 | 0.084 | 0.451 | 0.121 | 0.461 | 0.011 | 0.551 | 0.939 | 0.48 | 0.062 | 0.594 | 0.866 | 0.405 | 0.658
2024-09-19 16:00 | 0.222 | 0.674 | 0.301 | 0.592 | 0.279 | 0.13 | 0.252 | 0.171 | 0.263 | 0.033 | 0.384 | 0.887 | 0.29 | 0.071 | 0.419 | 0.816 | 0.199 | 0.706
2024-09-19 17:00 | 0.058 | 0.401 | 0.09 | 0.504 | 0.07 | 0.204 | 0.051 | 0.265 | 0.058 | 0.14 | 0.17 | 0.783 | 0.081 | 0.068 | 0.202 | 0.681 | 0.026 | 0.69
2024-09-19 18:00 | 0 | 0.159 | 0 | 0.481 | 0 | 0.323 | 0 | 0.446 | 0 | 0.391 | 0.005 | 0.755 | 0 | 0.058 | 0.016 | 0.375 | 0 | 0.682
2024-09-19 19:00 | 0 | 0.042 | 0 | 0.457 | 0 | 0.302 | 0 | 0.476 | 0 | 0.494 | 0 | 0.824 | 0 | 0.04 | 0 | 0.249 | 0 | 0.605
2024-09-19 20:00 | 0 | 0.036 | 0 | 0.441 | 0 | 0.226 | 0 | 0.402 | 0 | 0.447 | 0 | 0.872 | 0 | 0.026 | 0 | 0.177 | 0 | 0.484
2024-09-19 21:00 | 0 | 0.105 | 0 | 0.466 | 0 | 0.164 | 0 | 0.344 | 0 | 0.374 | 0 | 0.887 | 0 | 0.02 | 0 | 0.13 | 0 | 0.46
2024-09-19 22:00 | 0 | 0.186 | 0 | 0.52 | 0 | 0.133 | 0 | 0.294 | 0 | 0.323 | 0 | 0.869 | 0 | 0.018 | 0 | 0.095 | 0 | 0.472
2024-09-19 23:00 | 0 | 0.276 | 0 | 0.562 | 0 | 0.143 | 0 | 0.223 | 0 | 0.289 | 0 | 0.795 | 0 | 0.018 | 0 | 0.095 | 0 | 0.441
2024-09-20 | 0 | 0.3 | 0 | 0.561 | 0 | 0.168 | 0 | 0.145 | 0 | 0.249 | 0 | 0.644 | 0 | 0.018 | 0 | 0.118 | 0 | 0.332
2024-09-20 01:00 | 0 | 0.334 | 0 | 0.544 | 0 | 0.176 | 0 | 0.088 | 0 | 0.195 | 0 | 0.464 | 0 | 0.011 | 0 | 0.14 | 0 | 0.154
2024-09-20 02:00 | 0 | 0.341 | 0 | 0.51 | 0 | 0.158 | 0 | 0.052 | 0 | 0.138 | 0 | 0.352 | 0 | 0.004 | 0 | 0.153 | 0 | 0.045
2024-09-20 03:00 | 0 | 0.338 | 0 | 0.447 | 0 | 0.127 | 0 | 0.031 | 0 | 0.09 | 0 | 0.308 | 0 | 0.001 | 0 | 0.171 | 0 | 0.169
2024-09-20 04:00 | 0 | 0.33 | 0 | 0.374 | 0 | 0.091 | 0 | 0.018 | 0 | 0.058 | 0 | 0.3 | 0 | 0 | 0 | 0.178 | 0 | 0.286
2024-09-20 05:00 | 0 | 0.272 | 0 | 0.337 | 0 | 0.059 | 0 | 0.011 | 0 | 0.033 | 0 | 0.358 | 0 | 0.001 | 0 | 0.195 | 0 | 0.362
2024-09-20 06:00 | 0.014 | 0.212 | 0.02 | 0.297 | 0.029 | 0.035 | 0.041 | 0.01 | 0.038 | 0.017 | 0 | 0.481 | 0.022 | 0.002 | 0 | 0.217 | 0.045 | 0.417
2024-09-20 07:00 | 0.164 | 0.191 | 0.217 | 0.155 | 0.218 | 0.009 | 0.241 | 0.003 | 0.234 | 0.003 | 0.116 | 0.455 | 0.203 | 0.001 | 0.029 | 0.235 | 0.227 | 0.394
2024-09-20 08:00 | 0.364 | 0.213 | 0.437 | 0.075 | 0.429 | 0.018 | 0.448 | 0.011 | 0.441 | 0.003 | 0.331 | 0.355 | 0.413 | 0.018 | 0.092 | 0.273 | 0.428 | 0.311
2024-09-20 09:00 | 0.525 | 0.174 | 0.594 | 0.635 | 0.59 | 0.041 | 0.602 | 0.033 | 0.597 | 0.018 | 0.511 | 0.536 | 0.576 | 0.036 | 0.16 | 0.373 | 0.585 | 0.209
2024-09-20 10:00 | 0.625 | 0.144 | 0.7 | 0.747 | 0.696 | 0.127 | 0.697 | 0.153 | 0.698 | 0.112 | 0.637 | 0.695 | 0.684 | 0.093 | 0.214 | 0.401 | 0.687 | 0.145
2024-09-20 11:00 | 0.649 | 0.165 | 0.76 | 0.789 | 0.749 | 0.259 | 0.741 | 0.274 | 0.747 | 0.226 | 0.713 | 0.823 | 0.739 | 0.177 | 0.263 | 0.398 | 0.722 | 0.101
2024-09-20 12:00 | 0.618 | 0.272 | 0.768 | 0.826 | 0.752 | 0.407 | 0.74 | 0.37 | 0.745 | 0.352 | 0.74 | 0.89 | 0.742 | 0.262 | 0.409 | 0.374 | 0.713 | 0.098
2024-09-20 13:00 | 0.512 | 0.382 | 0.728 | 0.845 | 0.707 | 0.516 | 0.692 | 0.432 | 0.697 | 0.483 | 0.721 | 0.91 | 0.699 | 0.317 | 0.494 | 0.339 | 0.651 | 0.052
2024-09-20 14:00 | 0.326 | 0.365 | 0.636 | 0.854 | 0.613 | 0.556 | 0.593 | 0.454 | 0.599 | 0.574 | 0.66 | 0.899 | 0.609 | 0.343 | 0.585 | 0.312 | 0.529 | 0.034
2024-09-20 15:00 | 0.246 | 0.389 | 0.493 | 0.852 | 0.467 | 0.553 | 0.444 | 0.445 | 0.45 | 0.618 | 0.535 | 0.855 | 0.466 | 0.358 | 0.534 | 0.304 | 0.368 | 0.051
2024-09-20 16:00 | 0.159 | 0.448 | 0.3 | 0.842 | 0.271 | 0.523 | 0.249 | 0.425 | 0.253 | 0.621 | 0.36 | 0.778 | 0.274 | 0.384 | 0.357 | 0.289 | 0.174 | 0.09
2024-09-20 17:00 | 0.045 | 0.457 | 0.089 | 0.779 | 0.066 | 0.432 | 0.052 | 0.38 | 0.054 | 0.568 | 0.151 | 0.642 | 0.072 | 0.41 | 0.164 | 0.266 | 0.022 | 0.088
2024-09-20 18:00 | 0 | 0.345 | 0 | 0.808 | 0 | 0.424 | 0 | 0.405 | 0 | 0.64 | 0.004 | 0.768 | 0 | 0.538 | 0.014 | 0.237 | 0 | 0.038
2024-09-20 19:00 | 0 | 0.22 | 0 | 0.836 | 0 | 0.479 | 0 | 0.427 | 0 | 0.74 | 0 | 0.864 | 0 | 0.566 | 0 | 0.256 | 0 | 0.005
2024-09-20 20:00 | 0 | 0.21 | 0 | 0.854 | 0 | 0.552 | 0 | 0.405 | 0 | 0.757 | 0 | 0.788 | 0 | 0.449 | 0 | 0.288 | 0 | 0.012
2024-09-20 21:00 | 0 | 0.333 | 0 | 0.862 | 0 | 0.477 | 0 | 0.361 | 0 | 0.666 | 0 | 0.724 | 0 | 0.272 | 0 | 0.286 | 0 | 0.071
2024-09-20 22:00 | 0 | 0.383 | 0 | 0.863 | 0 | 0.259 | 0 | 0.332 | 0 | 0.543 | 0 | 0.755 | 0 | 0.136 | 0 | 0.277 | 0 | 0.112
2024-09-20 23:00 | 0 | 0.42 | 0 | 0.844 | 0 | 0.149 | 0 | 0.334 | 0 | 0.498 | 0 | 0.748 | 0 | 0.067 | 0 | 0.278 | 0 | 0.104
2024-09-21 | 0 | 0.456 | 0 | 0.82 | 0 | 0.162 | 0 | 0.327 | 0 | 0.481 | 0 | 0.674 | 0 | 0.045 | 0 | 0.292 | 0 | 0.101
2024-09-21 01:00 | 0 | 0.568 | 0 | 0.757 | 0 | 0.251 | 0 | 0.288 | 0 | 0.461 | 0 | 0.603 | 0 | 0.068 | 0 | 0.337 | 0 | 0.15
2024-09-21 02:00 | 0 | 0.692 | 0 | 0.677 | 0 | 0.336 | 0 | 0.24 | 0 | 0.445 | 0 | 0.635 | 0 | 0.139 | 0 | 0.337 | 0 | 0.227
2024-09-21 03:00 | 0 | 0.752 | 0 | 0.551 | 0 | 0.399 | 0 | 0.195 | 0 | 0.444 | 0 | 0.661 | 0 | 0.193 | 0 | 0.323 | 0 | 0.272
2024-09-21 04:00 | 0 | 0.77 | 0 | 0.373 | 0 | 0.432 | 0 | 0.16 | 0 | 0.411 | 0 | 0.646 | 0 | 0.203 | 0 | 0.346 | 0 | 0.344
2024-09-21 05:00 | 0 | 0.746 | 0 | 0.181 | 0 | 0.441 | 0 | 0.12 | 0 | 0.332 | 0 | 0.594 | 0 | 0.187 | 0 | 0.438 | 0 | 0.415
2024-09-21 06:00 | 0.004 | 0.74 | 0.021 | 0.084 | 0.031 | 0.422 | 0.047 | 0.077 | 0.043 | 0.24 | 0.001 | 0.523 | 0.025 | 0.159 | 0 | 0.469 | 0.035 | 0.427
2024-09-21 07:00 | 0.053 | 0.737 | 0.217 | 0.039 | 0.227 | 0.253 | 0.254 | 0.022 | 0.246 | 0.131 | 0.142 | 0.524 | 0.21 | 0.084 | 0.016 | 0.466 | 0.18 | 0.444
2024-09-21 08:00 | 0.13 | 0.748 | 0.434 | 0.108 | 0.44 | 0.35 | 0.456 | 0.051 | 0.453 | 0.213 | 0.394 | 0.41 | 0.419 | 0.144 | 0.082 | 0.449 | 0.393 | 0.395
2024-09-21 09:00 | 0.254 | 0.786 | 0.594 | 0.145 | 0.602 | 0.408 | 0.606 | 0.057 | 0.609 | 0.259 | 0.594 | 0.286 | 0.578 | 0.236 | 0.225 | 0.481 | 0.549 | 0.337
2024-09-21 10:00 | 0.358 | 0.836 | 0.689 | 0.196 | 0.706 | 0.416 | 0.702 | 0.066 | 0.708 | 0.31 | 0.734 | 0.27 | 0.68 | 0.325 | 0.396 | 0.499 | 0.653 | 0.308
2024-09-21 11:00 | 0.339 | 0.887 | 0.752 | 0.326 | 0.772 | 0.466 | 0.754 | 0.072 | 0.766 | 0.337 | 0.804 | 0.299 | 0.757 | 0.404 | 0.563 | 0.523 | 0.684 | 0.357
2024-09-21 12:00 | 0.303 | 0.927 | 0.727 | 0.516 | 0.773 | 0.52 | 0.751 | 0.079 | 0.764 | 0.345 | 0.834 | 0.355 | 0.759 | 0.464 | 0.66 | 0.523 | 0.682 | 0.46
2024-09-21 13:00 | 0.255 | 0.959 | 0.65 | 0.682 | 0.728 | 0.539 | 0.702 | 0.083 | 0.716 | 0.343 | 0.81 | 0.446 | 0.714 | 0.491 | 0.731 | 0.507 | 0.627 | 0.522
2024-09-21 14:00 | 0.204 | 0.975 | 0.544 | 0.777 | 0.632 | 0.525 | 0.608 | 0.081 | 0.621 | 0.326 | 0.737 | 0.507 | 0.62 | 0.476 | 0.696 | 0.494 | 0.494 | 0.536
2024-09-21 15:00 | 0.126 | 0.98 | 0.369 | 0.826 | 0.483 | 0.493 | 0.461 | 0.077 | 0.472 | 0.294 | 0.611 | 0.574 | 0.476 | 0.417 | 0.6 | 0.481 | 0.273 | 0.615
2024-09-21 16:00 | 0.076 | 0.977 | 0.182 | 0.839 | 0.284 | 0.455 | 0.265 | 0.079 | 0.274 | 0.254 | 0.43 | 0.669 | 0.283 | 0.343 | 0.443 | 0.46 | 0.109 | 0.72
2024-09-21 17:00 | 0.024 | 0.955 | 0.048 | 0.765 | 0.072 | 0.396 | 0.06 | 0.125 | 0.063 | 0.206 | 0.203 | 0.714 | 0.077 | 0.269 | 0.218 | 0.401 | 0.012 | 0.783
2024-09-21 18:00 | 0 | 0.919 | 0 | 0.683 | 0 | 0.43 | 0 | 0.227 | 0 | 0.182 | 0.008 | 0.704 | 0 | 0.269 | 0.021 | 0.367 | 0 | 0.826
2024-09-21 19:00 | 0 | 0.885 | 0 | 0.644 | 0 | 0.424 | 0 | 0.285 | 0 | 0.156 | 0 | 0.748 | 0 | 0.243 | 0 | 0.332 | 0 | 0.845
2024-09-21 20:00 | 0 | 0.849 | 0 | 0.663 | 0 | 0.386 | 0 | 0.317 | 0 | 0.145 | 0 | 0.777 | 0 | 0.188 | 0 | 0.272 | 0 | 0.856
2024-09-21 21:00 | 0 | 0.837 | 0 | 0.675 | 0 | 0.341 | 0 | 0.341 | 0 | 0.152 | 0 | 0.764 | 0 | 0.163 | 0 | 0.22 | 0 | 0.879
2024-09-21 22:00 | 0 | 0.844 | 0 | 0.72 | 0 | 0.299 | 0 | 0.342 | 0 | 0.17 | 0 | 0.763 | 0 | 0.27 | 0 | 0.199 | 0 | 0.909
2024-09-21 23:00 | 0 | 0.849 | 0 | 0.787 | 0 | 0.305 | 0 | 0.352 | 0 | 0.241 | 0 | 0.808 | 0 | 0.525 | 0 | 0.203 | 0 | 0.91
2024-09-22 | 0 | 0.878 | 0 | 0.806 | 0 | 0.386 | 0 | 0.374 | 0 | 0.315 | 0 | 0.797 | 0 | 0.706 | 0 | 0.176 | 0 | 0.893
2024-09-22 01:00 | 0 | 0.879 | 0 | 0.779 | 0 | 0.454 | 0 | 0.402 | 0 | 0.3 | 0 | 0.791 | 0 | 0.744 | 0 | 0.152 | 0 | 0.885
2024-09-22 02:00 | 0 | 0.813 | 0 | 0.722 | 0 | 0.42 | 0 | 0.46 | 0 | 0.235 | 0 | 0.734 | 0 | 0.693 | 0 | 0.135 | 0 | 0.9
2024-09-22 03:00 | 0 | 0.772 | 0 | 0.666 | 0 | 0.328 | 0 | 0.53 | 0 | 0.177 | 0 | 0.642 | 0 | 0.608 | 0 | 0.123 | 0 | 0.918
2024-09-22 04:00 | 0 | 0.7 | 0 | 0.637 | 0 | 0.225 | 0 | 0.601 | 0 | 0.161 | 0 | 0.578 | 0 | 0.52 | 0 | 0.118 | 0 | 0.915
2024-09-22 05:00 | 0 | 0.682 | 0 | 0.61 | 0 | 0.123 | 0 | 0.663 | 0 | 0.241 | 0 | 0.614 | 0 | 0.416 | 0 | 0.099 | 0 | 0.89
2024-09-22 06:00 | 0.005 | 0.657 | 0.028 | 0.604 | 0.03 | 0.039 | 0.044 | 0.658 | 0.045 | 0.37 | 0.002 | 0.602 | 0.026 | 0.294 | 0 | 0.076 | 0.022 | 0.853
2024-09-22 07:00 | 0.09 | 0.642 | 0.262 | 0.688 | 0.221 | 0.001 | 0.239 | 0.661 | 0.243 | 0.464 | 0.18 | 0.658 | 0.21 | 0.066 | 0.095 | 0.056 | 0.133 | 0.84
2024-09-22 08:00 | 0.291 | 0.645 | 0.504 | 0.569 | 0.437 | 0.058 | 0.44 | 0.605 | 0.449 | 0.754 | 0.43 | 0.71 | 0.42 | 0.002 | 0.319 | 0.051 | 0.291 | 0.875
2024-09-22 09:00 | 0.566 | 0.571 | 0.683 | 0.337 | 0.596 | 0.391 | 0.596 | 0.512 | 0.605 | 0.821 | 0.625 | 0.65 | 0.58 | 0.138 | 0.514 | 0.072 | 0.469 | 0.888
2024-09-22 10:00 | 0.677 | 0.494 | 0.794 | 0.121 | 0.7 | 0.663 | 0.693 | 0.454 | 0.705 | 0.854 | 0.756 | 0.586 | 0.685 | 0.358 | 0.66 | 0.072 | 0.626 | 0.887
2024-09-22 11:00 | 0.739 | 0.454 | 0.841 | 0.037 | 0.745 | 0.763 | 0.737 | 0.437 | 0.745 | 0.845 | 0.828 | 0.547 | 0.734 | 0.485 | 0.753 | 0.08 | 0.736 | 0.898
2024-09-22 12:00 | 0.781 | 0.476 | 0.843 | 0.011 | 0.742 | 0.772 | 0.733 | 0.465 | 0.74 | 0.806 | 0.847 | 0.525 | 0.737 | 0.55 | 0.795 | 0.114 | 0.744 | 0.91
2024-09-22 13:00 | 0.762 | 0.474 | 0.798 | 0.005 | 0.691 | 0.77 | 0.681 | 0.521 | 0.686 | 0.777 | 0.817 | 0.519 | 0.696 | 0.603 | 0.792 | 0.164 | 0.664 | 0.916
2024-09-22 14:00 | 0.671 | 0.509 | 0.702 | 0.014 | 0.6 | 0.766 | 0.582 | 0.591 | 0.592 | 0.762 | 0.738 | 0.533 | 0.623 | 0.63 | 0.73 | 0.231 | 0.561 | 0.919
2024-09-22 15:00 | 0.525 | 0.471 | 0.556 | 0.023 | 0.455 | 0.751 | 0.43 | 0.674 | 0.434 | 0.756 | 0.608 | 0.559 | 0.482 | 0.627 | 0.613 | 0.309 | 0.413 | 0.915
2024-09-22 16:00 | 0.327 | 0.367 | 0.356 | 0.039 | 0.265 | 0.72 | 0.236 | 0.77 | 0.228 | 0.77 | 0.425 | 0.59 | 0.291 | 0.594 | 0.441 | 0.381 | 0.209 | 0.896
2024-09-22 17:00 | 0.101 | 0.34 | 0.121 | 0.127 | 0.066 | 0.559 | 0.048 | 0.806 | 0.044 | 0.734 | 0.196 | 0.574 | 0.083 | 0.444 | 0.222 | 0.422 | 0.031 | 0.851
2024-09-22 18:00 | 0 | 0.311 | 0 | 0.483 | 0 | 0.416 | 0 | 0.78 | 0 | 0.669 | 0.008 | 0.523 | 0 | 0.337 | 0.021 | 0.4 | 0 | 0.768
2024-09-22 19:00 | 0 | 0.265 | 0 | 0.779 | 0 | 0.343 | 0 | 0.783 | 0 | 0.58 | 0 | 0.515 | 0 | 0.24 | 0 | 0.41 | 0 | 0.699
2024-09-22 20:00 | 0 | 0.193 | 0 | 0.835 | 0 | 0.339 | 0 | 0.784 | 0 | 0.523 | 0 | 0.499 | 0 | 0.104 | 0 | 0.395 | 0 | 0.648
2024-09-22 21:00 | 0 | 0.126 | 0 | 0.818 | 0 | 0.304 | 0 | 0.789 | 0 | 0.505 | 0 | 0.525 | 0 | 0.001 | 0 | 0.362 | 0 | 0.599
2024-09-22 22:00 | 0 | 0.098 | 0 | 0.774 | 0 | 0.285 | 0 | 0.79 | 0 | 0.458 | 0 | 0.638 | 0 | 0.017 | 0 | 0.358 | 0 | 0.563
2024-09-22 23:00 | 0 | 0.114 | 0 | 0.69 | 0 | 0.274 | 0 | 0.794 | 0 | 0.449 | 0 | 0.737 | 0 | 0.14 | 0 | 0.326 | 0 | 0.519
2024-09-23 | 0 | 0.161 | 0 | 0.52 | 0 | 0.273 | 0 | 0.786 | 0 | 0.414 | 0 | 0.708 | 0 | 0.259 | 0 | 0.383 | 0 | 0.491
2024-09-23 01:00 | 0 | 0.226 | 0 | 0.38 | 0 | 0.283 | 0 | 0.774 | 0 | 0.367 | 0 | 0.685 | 0 | 0.358 | 0 | 0.385 | 0 | 0.464
2024-09-23 02:00 | 0 | 0.295 | 0 | 0.291 | 0 | 0.368 | 0 | 0.756 | 0 | 0.332 | 0 | 0.677 | 0 | 0.425 | 0 | 0.383 | 0 | 0.425
2024-09-23 03:00 | 0 | 0.332 | 0 | 0.25 | 0 | 0.376 | 0 | 0.695 | 0 | 0.312 | 0 | 0.665 | 0 | 0.428 | 0 | 0.441 | 0 | 0.367
2024-09-23 04:00 | 0 | 0.342 | 0 | 0.237 | 0 | 0.417 | 0 | 0.627 | 0 | 0.255 | 0 | 0.655 | 0 | 0.448 | 0 | 0.466 | 0 | 0.31
2024-09-23 05:00 | 0 | 0.355 | 0 | 0.294 | 0 | 0.395 | 0 | 0.563 | 0 | 0.185 | 0 | 0.648 | 0 | 0.444 | 0 | 0.459 | 0 | 0.282
2024-09-23 06:00 | 0.008 | 0.376 | 0.026 | 0.358 | 0.012 | 0.367 | 0.022 | 0.538 | 0.02 | 0.125 | 0.002 | 0.607 | 0.013 | 0.426 | 0 | 0.425 | 0.05 | 0.261
2024-09-23 07:00 | 0.078 | 0.376 | 0.238 | 0.195 | 0.104 | 0.365 | 0.128 | 0.586 | 0.117 | 0.086 | 0.167 | 0.391 | 0.101 | 0.438 | 0.086 | 0.406 | 0.226 | 0.213
2024-09-23 08:00 | 0.152 | 0.423 | 0.465 | 0.104 | 0.234 | 0.308 | 0.268 | 0.577 | 0.232 | 0.099 | 0.406 | 0.606 | 0.216 | 0.371 | 0.312 | 0.552 | 0.416 | 0.174
2024-09-23 09:00 | 0.208 | 0.448 | 0.636 | 0.025 | 0.34 | 0.235 | 0.398 | 0.525 | 0.326 | 0.16 | 0.595 | 0.628 | 0.314 | 0.267 | 0.521 | 0.774 | 0.561 | 0.118
2024-09-23 10:00 | 0.237 | 0.398 | 0.749 | 0.009 | 0.402 | 0.218 | 0.505 | 0.441 | 0.375 | 0.183 | 0.724 | 0.484 | 0.381 | 0.178 | 0.664 | 0.836 | 0.654 | 0.095
2024-09-23 11:00 | 0.236 | 0.442 | 0.807 | 0.013 | 0.455 | 0.221 | 0.566 | 0.346 | 0.406 | 0.192 | 0.793 | 0.398 | 0.479 | 0.112 | 0.75 | 0.826 | 0.731 | 0.138
2024-09-23 12:00 | 0.198 | 0.481 | 0.814 | 0.024 | 0.477 | 0.199 | 0.555 | 0.251 | 0.386 | 0.203 | 0.816 | 0.348 | 0.473 | 0.074 | 0.793 | 0.786 | 0.718 | 0.231
2024-09-23 13:00 | 0.228 | 0.532 | 0.773 | 0.039 | 0.461 | 0.157 | 0.539 | 0.165 | 0.361 | 0.204 | 0.792 | 0.307 | 0.469 | 0.068 | 0.783 | 0.812 | 0.649 | 0.334
2024-09-23 14:00 | 0.22 | 0.61 | 0.682 | 0.086 | 0.47 | 0.126 | 0.431 | 0.098 | 0.313 | 0.17 | 0.72 | 0.337 | 0.46 | 0.08 | 0.72 | 0.833 | 0.577 | 0.44
2024-09-23 15:00 | 0.201 | 0.642 | 0.539 | 0.287 | 0.367 | 0.098 | 0.288 | 0.066 | 0.282 | 0.118 | 0.597 | 0.447 | 0.355 | 0.071 | 0.606 | 0.835 | 0.426 | 0.54
2024-09-23 16:00 | 0.128 | 0.629 | 0.344 | 0.564 | 0.195 | 0.061 | 0.144 | 0.062 | 0.169 | 0.063 | 0.409 | 0.579 | 0.204 | 0.043 | 0.437 | 0.85 | 0.234 | 0.595
2024-09-23 17:00 | 0.047 | 0.484 | 0.119 | 0.709 | 0.053 | 0.036 | 0.031 | 0.105 | 0.037 | 0.021 | 0.187 | 0.642 | 0.063 | 0.017 | 0.222 | 0.879 | 0.044 | 0.592
2024-09-23 18:00 | 0 | 0.362 | 0 | 0.798 | 0 | 0.07 | 0 | 0.201 | 0 | 0.008 | 0.008 | 0.647 | 0 | 0.028 | 0.022 | 0.908 | 0 | 0.622
2024-09-23 19:00 | 0 | 0.241 | 0 | 0.845 | 0 | 0.131 | 0 | 0.27 | 0 | 0.025 | 0 | 0.706 | 0 | 0.084 | 0 | 0.91 | 0 | 0.722
2024-09-23 20:00 | 0 | 0.194 | 0 | 0.853 | 0 | 0.155 | 0 | 0.31 | 0 | 0.077 | 0 | 0.797 | 0 | 0.126 | 0 | 0.923 | 0 | 0.829
2024-09-23 21:00 | 0 | 0.174 | 0 | 0.882 | 0 | 0.142 | 0 | 0.334 | 0 | 0.112 | 0 | 0.858 | 0 | 0.13 | 0 | 0.933 | 0 | 0.931
2024-09-23 22:00 | 0 | 0.152 | 0 | 0.874 | 0 | 0.103 | 0 | 0.401 | 0 | 0.108 | 0 | 0.876 | 0 | 0.104 | 0 | 0.938 | 0 | 0.978
2024-09-23 23:00 | 0 | 0.136 | 0 | 0.83 | 0 | 0.076 | 0 | 0.433 | 0 | 0.168 | 0 | 0.899 | 0 | 0.082 | 0 | 0.924 | 0 | 0.987
2024-09-24 | 0 | 0.139 | 0 | 0.782 | 0 | 0.209 | 0 | 0.491 | 0 | 0.37 | 0 | 0.869 | 0 | 0.133 | 0 | 0.897 | 0 | 0.988
2024-09-24 01:00 | 0 | 0.162 | 0 | 0.733 | 0 | 0.498 | 0 | 0.642 | 0 | 0.637 | 0 | 0.877 | 0 | 0.341 | 0 | 0.862 | 0 | 0.987
2024-09-24 02:00 | 0 | 0.192 | 0 | 0.668 | 0 | 0.714 | 0 | 0.728 | 0 | 0.768 | 0 | 0.884 | 0 | 0.539 | 0 | 0.826 | 0 | 0.983
2024-09-24 03:00 | 0 | 0.225 | 0 | 0.616 | 0 | 0.823 | 0 | 0.766 | 0 | 0.799 | 0 | 0.88 | 0 | 0.689 | 0 | 0.765 | 0 | 0.976
2024-09-24 04:00 | 0 | 0.249 | 0 | 0.592 | 0 | 0.842 | 0 | 0.763 | 0 | 0.821 | 0 | 0.865 | 0 | 0.755 | 0 | 0.708 | 0 | 0.963
2024-09-24 05:00 | 0 | 0.294 | 0 | 0.59 | 0 | 0.817 | 0 | 0.685 | 0 | 0.843 | 0 | 0.84 | 0 | 0.789 | 0 | 0.703 | 0 | 0.947
2024-09-24 06:00 | 0.033 | 0.321 | 0.037 | 0.522 | 0.031 | 0.814 | 0.033 | 0.652 | 0.038 | 0.905 | 0.003 | 0.814 | 0.012 | 0.759 | 0 | 0.695 | 0.041 | 0.917
2024-09-24 07:00 | 0.251 | 0.325 | 0.281 | 0.519 | 0.231 | 0.859 | 0.2 | 0.772 | 0.278 | 0.939 | 0.178 | 0.82 | 0.148 | 0.773 | 0.117 | 0.603 | 0.176 | 0.897
2024-09-24 08:00 | 0.477 | 0.368 | 0.52 | 0.438 | 0.493 | 0.823 | 0.429 | 0.784 | 0.523 | 0.929 | 0.419 | 0.91 | 0.393 | 0.713 | 0.355 | 0.429 | 0.338 | 0.896
2024-09-24 09:00 | 0.651 | 0.432 | 0.695 | 0.317 | 0.674 | 0.758 | 0.637 | 0.697 | 0.701 | 0.906 | 0.606 | 0.873 | 0.595 | 0.586 | 0.558 | 0.338 | 0.448 | 0.866
2024-09-24 10:00 | 0.765 | 0.51 | 0.804 | 0.291 | 0.79 | 0.683 | 0.754 | 0.55 | 0.813 | 0.871 | 0.73 | 0.77 | 0.725 | 0.464 | 0.702 | 0.252 | 0.628 | 0.831
2024-09-24 11:00 | 0.824 | 0.587 | 0.858 | 0.22 | 0.849 | 0.658 | 0.783 | 0.421 | 0.865 | 0.845 | 0.799 | 0.635 | 0.791 | 0.434 | 0.787 | 0.139 | 0.736 | 0.8
2024-09-24 12:00 | 0.832 | 0.661 | 0.861 | 0.136 | 0.855 | 0.706 | 0.747 | 0.337 | 0.863 | 0.842 | 0.817 | 0.552 | 0.809 | 0.495 | 0.819 | 0.064 | 0.714 | 0.785
2024-09-24 13:00 | 0.791 | 0.731 | 0.817 | 0.076 | 0.81 | 0.765 | 0.737 | 0.308 | 0.81 | 0.845 | 0.789 | 0.506 | 0.772 | 0.59 | 0.804 | 0.028 | 0.658 | 0.777
2024-09-24 14:00 | 0.699 | 0.797 | 0.724 | 0.038 | 0.709 | 0.8 | 0.649 | 0.332 | 0.704 | 0.845 | 0.712 | 0.474 | 0.686 | 0.678 | 0.739 | 0.008 | 0.539 | 0.733
2024-09-24 15:00 | 0.552 | 0.851 | 0.578 | 0.018 | 0.551 | 0.827 | 0.503 | 0.429 | 0.545 | 0.852 | 0.588 | 0.448 | 0.546 | 0.74 | 0.623 | 0.001 | 0.397 | 0.647
2024-09-24 16:00 | 0.351 | 0.89 | 0.377 | 0.01 | 0.337 | 0.858 | 0.307 | 0.607 | 0.33 | 0.862 | 0.412 | 0.42 | 0.346 | 0.796 | 0.453 | 0.001 | 0.226 | 0.525
2024-09-24 17:00 | 0.116 | 0.897 | 0.135 | 0.005 | 0.095 | 0.87 | 0.078 | 0.782 | 0.087 | 0.859 | 0.192 | 0.386 | 0.109 | 0.835 | 0.237 | 0.011 | 0.043 | 0.404
2024-09-24 18:00 | 0 | 0.889 | 0 | 0.011 | 0 | 0.836 | 0 | 0.826 | 0 | 0.785 | 0.008 | 0.391 | 0 | 0.829 | 0.025 | 0.087 | 0 | 0.295
2024-09-24 19:00 | 0 | 0.879 | 0 | 0.067 | 0 | 0.785 | 0 | 0.808 | 0 | 0.653 | 0 | 0.449 | 0 | 0.768 | 0 | 0.147 | 0 | 0.204
2024-09-24 20:00 | 0 | 0.868 | 0 | 0.208 | 0 | 0.703 | 0 | 0.796 | 0 | 0.59 | 0 | 0.547 | 0 | 0.683 | 0 | 0.184 | 0 | 0.129
2024-09-24 21:00 | 0 | 0.846 | 0 | 0.403 | 0 | 0.666 | 0 | 0.77 | 0 | 0.554 | 0 | 0.674 | 0 | 0.648 | 0 | 0.21 | 0 | 0.069
2024-09-24 22:00 | 0 | 0.8 | 0 | 0.556 | 0 | 0.623 | 0 | 0.739 | 0 | 0.613 | 0 | 0.768 | 0 | 0.602 | 0 | 0.21 | 0 | 0.035
2024-09-24 23:00 | 0 | 0.735 | 0 | 0.597 | 0 | 0.556 | 0 | 0.666 | 0 | 0.586 | 0 | 0.803 | 0 | 0.54 | 0 | 0.171 | 0 | 0.02
2024-09-25 | 0 | 0.691 | 0 | 0.556 | 0 | 0.482 | 0 | 0.596 | 0 | 0.526 | 0 | 0.82 | 0 | 0.469 | 0 | 0.122 | 0 | 0.017
2024-09-25 01:00 | 0 | 0.656 | 0 | 0.481 | 0 | 0.429 | 0 | 0.544 | 0 | 0.518 | 0 | 0.849 | 0 | 0.4 | 0 | 0.081 | 0 | 0.015
2024-09-25 02:00 | 0 | 0.627 | 0 | 0.402 | 0 | 0.398 | 0 | 0.491 | 0 | 0.518 | 0 | 0.88 | 0 | 0.355 | 0 | 0.053 | 0 | 0.013
2024-09-25 03:00 | 0 | 0.595 | 0 | 0.338 | 0 | 0.381 | 0 | 0.42 | 0 | 0.491 | 0 | 0.871 | 0 | 0.34 | 0 | 0.039 | 0 | 0.006
2024-09-25 04:00 | 0 | 0.549 | 0 | 0.294 | 0 | 0.367 | 0 | 0.364 | 0 | 0.493 | 0 | 0.858 | 0 | 0.313 | 0 | 0.037 | 0 | 0.006
2024-09-25 05:00 | 0 | 0.511 | 0 | 0.272 | 0 | 0.355 | 0 | 0.296 | 0 | 0.516 | 0 | 0.86 | 0 | 0.276 | 0 | 0.049 | 0 | 0.019
2024-09-25 06:00 | 0.032 | 0.489 | 0.036 | 0.237 | 0.059 | 0.337 | 0.077 | 0.292 | 0.07 | 0.555 | 0.003 | 0.856 | 0.047 | 0.241 | 0 | 0.06 | 0.072 | 0.034
2024-09-25 07:00 | 0.234 | 0.289 | 0.27 | 0.164 | 0.31 | 0.464 | 0.328 | 0.59 | 0.328 | 0.668 | 0.164 | 0.826 | 0.289 | 0.36 | 0.122 | 0.068 | 0.28 | 0.031
2024-09-25 08:00 | 0.453 | 0.138 | 0.506 | 0.083 | 0.54 | 0.41 | 0.551 | 0.675 | 0.555 | 0.595 | 0.399 | 0.977 | 0.52 | 0.329 | 0.356 | 0.052 | 0.499 | 0.044
2024-09-25 09:00 | 0.618 | 0.093 | 0.678 | 0.001 | 0.706 | 0.338 | 0.711 | 0.653 | 0.715 | 0.484 | 0.585 | 0.975 | 0.689 | 0.261 | 0.553 | 0.019 | 0.646 | 0.048
2024-09-25 10:00 | 0.721 | 0.064 | 0.783 | 0 | 0.806 | 0.283 | 0.809 | 0.601 | 0.813 | 0.377 | 0.712 | 0.928 | 0.795 | 0.208 | 0.691 | 0.008 | 0.755 | 0.071
2024-09-25 11:00 | 0.771 | 0.046 | 0.839 | 0 | 0.851 | 0.261 | 0.851 | 0.553 | 0.855 | 0.294 | 0.781 | 0.833 | 0.844 | 0.188 | 0.77 | 0.025 | 0.816 | 0.115
2024-09-25 12:00 | 0.778 | 0.035 | 0.845 | 0 | 0.847 | 0.229 | 0.844 | 0.503 | 0.847 | 0.226 | 0.806 | 0.721 | 0.843 | 0.175 | 0.8 | 0.051 | 0.811 | 0.201
2024-09-25 13:00 | 0.739 | 0.04 | 0.804 | 0 | 0.796 | 0.203 | 0.79 | 0.459 | 0.793 | 0.189 | 0.783 | 0.631 | 0.796 | 0.152 | 0.783 | 0.054 | 0.755 | 0.311
2024-09-25 14:00 | 0.652 | 0.07 | 0.713 | 0 | 0.699 | 0.186 | 0.686 | 0.429 | 0.69 | 0.172 | 0.715 | 0.556 | 0.701 | 0.134 | 0.717 | 0.036 | 0.647 | 0.408
2024-09-25 15:00 | 0.513 | 0.154 | 0.568 | 0 | 0.544 | 0.175 | 0.527 | 0.41 | 0.534 | 0.163 | 0.594 | 0.492 | 0.551 | 0.123 | 0.599 | 0.039 | 0.484 | 0.494
2024-09-25 16:00 | 0.322 | 0.427 | 0.369 | 0 | 0.337 | 0.163 | 0.316 | 0.398 | 0.323 | 0.162 | 0.419 | 0.438 | 0.346 | 0.114 | 0.427 | 0.021 | 0.271 | 0.573
2024-09-25 17:00 | 0.105 | 0.672 | 0.13 | 0.001 | 0.099 | 0.155 | 0.079 | 0.387 | 0.085 | 0.192 | 0.197 | 0.402 | 0.11 | 0.105 | 0.214 | 0.002 | 0.05 | 0.626
2024-09-25 18:00 | 0 | 0.661 | 0 | 0.03 | 0 | 0.182 | 0 | 0.398 | 0 | 0.337 | 0.009 | 0.43 | 0 | 0.133 | 0.022 | 0.002 | 0 | 0.653
2024-09-25 19:00 | 0 | 0.568 | 0 | 0.112 | 0 | 0.225 | 0 | 0.413 | 0 | 0.471 | 0 | 0.514 | 0 | 0.136 | 0 | 0.018 | 0 | 0.671
2024-09-25 20:00 | 0 | 0.457 | 0 | 0.179 | 0 | 0.281 | 0 | 0.376 | 0 | 0.503 | 0 | 0.566 | 0 | 0.11 | 0 | 0.051 | 0 | 0.679
2024-09-25 21:00 | 0 | 0.364 | 0 | 0.202 | 0 | 0.318 | 0 | 0.305 | 0 | 0.448 | 0 | 0.597 | 0 | 0.071 | 0 | 0.08 | 0 | 0.655
2024-09-25 22:00 | 0 | 0.294 | 0 | 0.176 | 0 | 0.321 | 0 | 0.277 | 0 | 0.343 | 0 | 0.617 | 0 | 0.041 | 0 | 0.091 | 0 | 0.623
2024-09-25 23:00 | 0 | 0.234 | 0 | 0.126 | 0 | 0.292 | 0 | 0.261 | 0 | 0.213 | 0 | 0.622 | 0 | 0.028 | 0 | 0.076 | 0 | 0.59
2024-09-26 | 0 | 0.208 | 0 | 0.068 | 0 | 0.245 | 0 | 0.227 | 0 | 0.095 | 0 | 0.621 | 0 | 0.026 | 0 | 0.046 | 0 | 0.578
2024-09-26 01:00 | 0 | 0.225 | 0 | 0.017 | 0 | 0.185 | 0 | 0.169 | 0 | 0.019 | 0 | 0.624 | 0 | 0.027 | 0 | 0.025 | 0 | 0.571
2024-09-26 02:00 | 0 | 0.281 | 0 | 0.001 | 0 | 0.125 | 0 | 0.102 | 0 | 0 | 0 | 0.634 | 0 | 0.023 | 0 | 0.011 | 0 | 0.556
2024-09-26 03:00 | 0 | 0.389 | 0 | 0 | 0 | 0.079 | 0 | 0.048 | 0 | 0 | 0 | 0.656 | 0 | 0.012 | 0 | 0.005 | 0 | 0.544
2024-09-26 04:00 | 0 | 0.59 | 0 | 0.001 | 0 | 0.05 | 0 | 0.019 | 0 | 0.005 | 0 | 0.69 | 0 | 0.002 | 0 | 0.003 | 0 | 0.535
2024-09-26 05:00 | 0 | 0.757 | 0 | 0.004 | 0 | 0.042 | 0 | 0.004 | 0 | 0.043 | 0 | 0.718 | 0 | 0 | 0 | 0.003 | 0 | 0.523
2024-09-26 06:00 | 0.029 | 0.807 | 0.036 | 0.012 | 0.054 | 0.064 | 0.057 | 0 | 0.07 | 0.105 | 0.003 | 0.708 | 0.044 | 0 | 0 | 0.007 | 0.083 | 0.486
2024-09-26 07:00 | 0.226 | 0.695 | 0.266 | 0.008 | 0.292 | 0.081 | 0.308 | 0.007 | 0.314 | 0.101 | 0.179 | 0.496 | 0.273 | 0.013 | 0.081 | 0.016 | 0.31 | 0.436
2024-09-26 08:00 | 0.438 | 0.433 | 0.495 | 0 | 0.512 | 0.238 | 0.528 | 0.133 | 0.53 | 0.334 | 0.419 | 0.273 | 0.496 | 0.081 | 0.279 | 0.016 | 0.516 | 0.521
2024-09-26 09:00 | 0.596 | 0.311 | 0.658 | 0.017 | 0.674 | 0.398 | 0.684 | 0.23 | 0.684 | 0.494 | 0.601 | 0.592 | 0.66 | 0.167 | 0.483 | 0.003 | 0.667 | 0.513
2024-09-26 10:00 | 0.697 | 0.148 | 0.765 | 0.023 | 0.777 | 0.434 | 0.781 | 0.291 | 0.78 | 0.459 | 0.722 | 0.633 | 0.764 | 0.193 | 0.64 | 0.003 | 0.762 | 0.479
2024-09-26 11:00 | 0.752 | 0.059 | 0.824 | 0.015 | 0.83 | 0.377 | 0.824 | 0.289 | 0.828 | 0.359 | 0.794 | 0.526 | 0.818 | 0.163 | 0.745 | 0.014 | 0.805 | 0.498
2024-09-26 12:00 | 0.758 | 0.058 | 0.831 | 0.009 | 0.83 | 0.266 | 0.819 | 0.229 | 0.822 | 0.241 | 0.816 | 0.457 | 0.82 | 0.108 | 0.788 | 0.026 | 0.802 | 0.567
2024-09-26 13:00 | 0.721 | 0.085 | 0.79 | 0.008 | 0.782 | 0.165 | 0.767 | 0.16 | 0.769 | 0.147 | 0.783 | 0.396 | 0.776 | 0.062 | 0.777 | 0.024 | 0.749 | 0.645
2024-09-26 14:00 | 0.636 | 0.114 | 0.702 | 0.012 | 0.684 | 0.094 | 0.665 | 0.101 | 0.667 | 0.084 | 0.705 | 0.341 | 0.683 | 0.03 | 0.708 | 0.017 | 0.643 | 0.679
2024-09-26 15:00 | 0.5 | 0.133 | 0.561 | 0.021 | 0.534 | 0.049 | 0.511 | 0.054 | 0.513 | 0.046 | 0.585 | 0.29 | 0.539 | 0.013 | 0.591 | 0.021 | 0.481 | 0.676
2024-09-26 16:00 | 0.31 | 0.144 | 0.366 | 0.034 | 0.33 | 0.023 | 0.305 | 0.021 | 0.307 | 0.022 | 0.421 | 0.251 | 0.341 | 0.005 | 0.419 | 0.054 | 0.27 | 0.653
2024-09-26 17:00 | 0.094 | 0.183 | 0.131 | 0.076 | 0.097 | 0.019 | 0.076 | 0.003 | 0.079 | 0.011 | 0.2 | 0.231 | 0.11 | 0.007 | 0.204 | 0.147 | 0.05 | 0.608
2024-09-26 18:00 | 0 | 0.157 | 0 | 0.176 | 0 | 0.063 | 0 | 0.001 | 0 | 0.025 | 0.009 | 0.272 | 0 | 0.053 | 0.02 | 0.38 | 0 | 0.557
2024-09-26 19:00 | 0 | 0.084 | 0 | 0.243 | 0 | 0.179 | 0 | 0.045 | 0 | 0.108 | 0 | 0.319 | 0 | 0.17 | 0 | 0.602 | 0 | 0.502
2024-09-26 20:00 | 0 | 0.028 | 0 | 0.279 | 0 | 0.322 | 0 | 0.145 | 0 | 0.251 | 0 | 0.328 | 0 | 0.323 | 0 | 0.722 | 0 | 0.477
2024-09-26 21:00 | 0 | 0.004 | 0 | 0.302 | 0 | 0.443 | 0 | 0.223 | 0 | 0.325 | 0 | 0.319 | 0 | 0.445 | 0 | 0.76 | 0 | 0.472
2024-09-26 22:00 | 0 | 0.008 | 0 | 0.306 | 0 | 0.495 | 0 | 0.227 | 0 | 0.277 | 0 | 0.314 | 0 | 0.503 | 0 | 0.751 | 0 | 0.464
2024-09-26 23:00 | 0 | 0.076 | 0 | 0.293 | 0 | 0.443 | 0 | 0.188 | 0 | 0.214 | 0 | 0.319 | 0 | 0.489 | 0 | 0.693 | 0 | 0.436
2024-09-27 | 0 | 0.23 | 0 | 0.259 | 0 | 0.325 | 0 | 0.144 | 0 | 0.196 | 0 | 0.328 | 0 | 0.435 | 0 | 0.622 | 0 | 0.39
2024-09-27 01:00 | 0 | 0.355 | 0 | 0.204 | 0 | 0.216 | 0 | 0.117 | 0 | 0.197 | 0 | 0.337 | 0 | 0.388 | 0 | 0.552 | 0 | 0.332
2024-09-27 02:00 | 0 | 0.403 | 0 | 0.141 | 0 | 0.133 | 0 | 0.113 | 0 | 0.181 | 0 | 0.358 | 0 | 0.347 | 0 | 0.432 | 0 | 0.278
2024-09-27 03:00 | 0 | 0.402 | 0 | 0.08 | 0 | 0.083 | 0 | 0.12 | 0 | 0.137 | 0 | 0.391 | 0 | 0.305 | 0 | 0.388 | 0 | 0.233
2024-09-27 04:00 | 0 | 0.401 | 0 | 0.034 | 0 | 0.05 | 0 | 0.129 | 0 | 0.083 | 0 | 0.425 | 0 | 0.252 | 0 | 0.417 | 0 | 0.202
2024-09-27 05:00 | 0 | 0.388 | 0 | 0.01 | 0 | 0.03 | 0 | 0.146 | 0 | 0.033 | 0 | 0.464 | 0 | 0.194 | 0 | 0.422 | 0 | 0.191
2024-09-27 06:00 | 0.026 | 0.37 | 0.028 | 0.009 | 0.051 | 0.017 | 0.072 | 0.17 | 0.07 | 0.006 | 0.002 | 0.516 | 0.044 | 0.142 | 0 | 0.45 | 0.081 | 0.185
2024-09-27 07:00 | 0.194 | 0.253 | 0.238 | 0.013 | 0.277 | 0.002 | 0.31 | 0.097 | 0.309 | 0 | 0.136 | 0.471 | 0.274 | 0.043 | 0.02 | 0.488 | 0.305 | 0.153
2024-09-27 08:00 | 0.408 | 0.18 | 0.484 | 0 | 0.509 | 0.007 | 0.519 | 0.122 | 0.52 | 0 | 0.385 | 0.272 | 0.493 | 0.005 | 0.078 | 0.517 | 0.51 | 0.101
2024-09-27 09:00 | 0.586 | 0.109 | 0.653 | 0 | 0.663 | 0.015 | 0.668 | 0.074 | 0.671 | 0 | 0.576 | 0.363 | 0.648 | 0.001 | 0.136 | 0.552 | 0.66 | 0.096
2024-09-27 10:00 | 0.706 | 0.06 | 0.758 | 0.002 | 0.763 | 0 | 0.762 | 0.028 | 0.764 | 0 | 0.709 | 0.327 | 0.748 | 0 | 0.2 | 0.612 | 0.756 | 0.104
2024-09-27 11:00 | 0.76 | 0.043 | 0.809 | 0.048 | 0.808 | 0 | 0.802 | 0.012 | 0.801 | 0 | 0.786 | 0.286 | 0.795 | 0 | 0.417 | 0.562 | 0.8 | 0.124
2024-09-27 12:00 | 0.746 | 0.037 | 0.798 | 0.142 | 0.807 | 0 | 0.797 | 0.006 | 0.795 | 0 | 0.807 | 0.282 | 0.798 | 0 | 0.683 | 0.386 | 0.794 | 0.208
2024-09-27 13:00 | 0.648 | 0.062 | 0.72 | 0.249 | 0.759 | 0.007 | 0.746 | 0.003 | 0.741 | 0 | 0.776 | 0.288 | 0.755 | 0.005 | 0.693 | 0.191 | 0.739 | 0.313
2024-09-27 14:00 | 0.486 | 0.143 | 0.591 | 0.336 | 0.665 | 0.024 | 0.634 | 0.001 | 0.643 | 0.003 | 0.694 | 0.294 | 0.661 | 0.025 | 0.665 | 0.054 | 0.633 | 0.41
2024-09-27 15:00 | 0.317 | 0.247 | 0.472 | 0.367 | 0.519 | 0.046 | 0.482 | 0 | 0.488 | 0.009 | 0.569 | 0.295 | 0.518 | 0.054 | 0.494 | 0.02 | 0.473 | 0.512
2024-09-27 16:00 | 0.176 | 0.269 | 0.315 | 0.332 | 0.318 | 0.073 | 0.28 | 0 | 0.285 | 0.023 | 0.408 | 0.294 | 0.323 | 0.089 | 0.239 | 0.062 | 0.263 | 0.578
2024-09-27 17:00 | 0.043 | 0.213 | 0.117 | 0.243 | 0.092 | 0.139 | 0.066 | 0 | 0.069 | 0.089 | 0.195 | 0.28 | 0.099 | 0.167 | 0.091 | 0.2 | 0.048 | 0.551
2024-09-27 18:00 | 0 | 0.186 | 0 | 0.14 | 0 | 0.256 | 0 | 0.02 | 0 | 0.231 | 0.009 | 0.305 | 0 | 0.337 | 0.009 | 0.459 | 0 | 0.519
2024-09-27 19:00 | 0 | 0.152 | 0 | 0.037 | 0 | 0.312 | 0 | 0.101 | 0 | 0.307 | 0 | 0.412 | 0 | 0.448 | 0 | 0.638 | 0 | 0.475
2024-09-27 20:00 | 0 | 0.139 | 0 | 0.015 | 0 | 0.356 | 0 | 0.159 | 0 | 0.307 | 0 | 0.556 | 0 | 0.472 | 0 | 0.596 | 0 | 0.398
2024-09-27 21:00 | 0 | 0.152 | 0 | 0.061 | 0 | 0.405 | 0 | 0.137 | 0 | 0.272 | 0 | 0.668 | 0 | 0.444 | 0 | 0.464 | 0 | 0.342
2024-09-27 22:00 | 0 | 0.158 | 0 | 0.203 | 0 | 0.394 | 0 | 0.107 | 0 | 0.231 | 0 | 0.709 | 0 | 0.372 | 0 | 0.538 | 0 | 0.343
2024-09-27 23:00 | 0 | 0.175 | 0 | 0.36 | 0 | 0.317 | 0 | 0.092 | 0 | 0.172 | 0 | 0.695 | 0 | 0.261 | 0 | 0.416 | 0 | 0.391
2024-09-28 | 0 | 0.183 | 0 | 0.364 | 0 | 0.217 | 0 | 0.095 | 0 | 0.106 | 0 | 0.653 | 0 | 0.178 | 0 | 0.363 | 0 | 0.469
2024-09-28 01:00 | 0 | 0.193 | 0 | 0.291 | 0 | 0.113 | 0 | 0.108 | 0 | 0.079 | 0 | 0.632 | 0 | 0.117 | 0 | 0.398 | 0 | 0.538
2024-09-28 02:00 | 0 | 0.192 | 0 | 0.218 | 0 | 0.035 | 0 | 0.118 | 0 | 0.077 | 0 | 0.496 | 0 | 0.067 | 0 | 0.416 | 0 | 0.578
2024-09-28 03:00 | 0 | 0.165 | 0 | 0.143 | 0 | 0.006 | 0 | 0.12 | 0 | 0.112 | 0 | 0.278 | 0 | 0.034 | 0 | 0.382 | 0 | 0.581
2024-09-28 04:00 | 0 | 0.11 | 0 | 0.095 | 0 | 0.001 | 0 | 0.121 | 0 | 0.165 | 0 | 0.13 | 0 | 0.017 | 0 | 0.38 | 0 | 0.566
2024-09-28 05:00 | 0 | 0.093 | 0 | 0.116 | 0 | 0 | 0 | 0.122 | 0 | 0.218 | 0 | 0.059 | 0 | 0.004 | 0 | 0.5 | 0 | 0.513
2024-09-28 06:00 | 0.013 | 0.11 | 0.034 | 0.217 | 0.045 | 0.001 | 0.036 | 0.126 | 0.037 | 0.245 | 0.002 | 0.042 | 0.038 | 0.007 | 0 | 0.607 | 0.065 | 0.459
2024-09-28 07:00 | 0.142 | 0.095 | 0.247 | 0.215 | 0.259 | 0.004 | 0.208 | 0.088 | 0.221 | 0.152 | 0.136 | 0.05 | 0.257 | 0.017 | 0.017 | 0.674 | 0.263 | 0.391
2024-09-28 08:00 | 0.361 | 0.025 | 0.474 | 0.274 | 0.491 | 0.018 | 0.406 | 0.204 | 0.423 | 0.089 | 0.349 | 0.122 | 0.471 | 0.013 | 0.081 | 0.8 | 0.446 | 0.413
2024-09-28 09:00 | 0.538 | 0.006 | 0.631 | 0.77 | 0.644 | 0.227 | 0.578 | 0.168 | 0.621 | 0.17 | 0.521 | 0.388 | 0.63 | 0.133 | 0.163 | 0.914 | 0.593 | 0.459
2024-09-28 10:00 | 0.617 | 0.021 | 0.703 | 0.845 | 0.749 | 0.487 | 0.664 | 0.145 | 0.75 | 0.303 | 0.635 | 0.606 | 0.733 | 0.332 | 0.286 | 0.951 | 0.701 | 0.476
2024-09-28 11:00 | 0.59 | 0.135 | 0.733 | 0.854 | 0.8 | 0.663 | 0.716 | 0.172 | 0.796 | 0.442 | 0.732 | 0.691 | 0.784 | 0.513 | 0.396 | 0.962 | 0.763 | 0.537
2024-09-28 12:00 | 0.519 | 0.378 | 0.681 | 0.869 | 0.802 | 0.752 | 0.741 | 0.226 | 0.793 | 0.573 | 0.771 | 0.724 | 0.786 | 0.668 | 0.545 | 0.955 | 0.77 | 0.653
2024-09-28 13:00 | 0.46 | 0.566 | 0.683 | 0.893 | 0.756 | 0.801 | 0.676 | 0.286 | 0.745 | 0.661 | 0.76 | 0.755 | 0.744 | 0.783 | 0.551 | 0.936 | 0.712 | 0.763
2024-09-28 14:00 | 0.318 | 0.772 | 0.6 | 0.92 | 0.66 | 0.849 | 0.605 | 0.345 | 0.646 | 0.697 | 0.695 | 0.785 | 0.656 | 0.841 | 0.595 | 0.915 | 0.599 | 0.827
2024-09-28 15:00 | 0.166 | 0.876 | 0.482 | 0.941 | 0.511 | 0.884 | 0.491 | 0.376 | 0.495 | 0.724 | 0.577 | 0.803 | 0.515 | 0.856 | 0.558 | 0.898 | 0.426 | 0.829
2024-09-28 16:00 | 0.058 | 0.896 | 0.266 | 0.943 | 0.31 | 0.889 | 0.298 | 0.374 | 0.293 | 0.765 | 0.406 | 0.811 | 0.325 | 0.849 | 0.429 | 0.88 | 0.172 | 0.794
2024-09-28 17:00 | 0.019 | 0.907 | 0.07 | 0.897 | 0.089 | 0.801 | 0.076 | 0.341 | 0.074 | 0.697 | 0.189 | 0.823 | 0.104 | 0.754 | 0.215 | 0.845 | 0.023 | 0.663
2024-09-28 18:00 | 0 | 0.91 | 0 | 0.835 | 0 | 0.722 | 0 | 0.425 | 0 | 0.618 | 0.01 | 0.818 | 0 | 0.713 | 0.023 | 0.777 | 0 | 0.498
2024-09-28 19:00 | 0 | 0.93 | 0 | 0.74 | 0 | 0.714 | 0 | 0.506 | 0 | 0.528 | 0 | 0.798 | 0 | 0.711 | 0 | 0.718 | 0 | 0.374
2024-09-28 20:00 | 0 | 0.92 | 0 | 0.686 | 0 | 0.699 | 0 | 0.544 | 0 | 0.408 | 0 | 0.779 | 0 | 0.676 | 0 | 0.655 | 0 | 0.289
2024-09-28 21:00 | 0 | 0.877 | 0 | 0.697 | 0 | 0.668 | 0 | 0.553 | 0 | 0.361 | 0 | 0.756 | 0 | 0.644 | 0 | 0.562 | 0 | 0.195
2024-09-28 22:00 | 0 | 0.852 | 0 | 0.7 | 0 | 0.628 | 0 | 0.567 | 0 | 0.382 | 0 | 0.695 | 0 | 0.619 | 0 | 0.481 | 0 | 0.224
2024-09-28 23:00 | 0 | 0.841 | 0 | 0.568 | 0 | 0.606 | 0 | 0.637 | 0 | 0.505 | 0 | 0.663 | 0 | 0.605 | 0 | 0.444 | 0 | 0.744
2024-09-29 | 0 | 0.84 | 0 | 0.395 | 0 | 0.538 | 0 | 0.718 | 0 | 0.625 | 0 | 0.605 | 0 | 0.548 | 0 | 0.42 | 0 | 0.92
2024-09-29 01:00 | 0 | 0.878 | 0 | 0.328 | 0 | 0.403 | 0 | 0.762 | 0 | 0.649 | 0 | 0.612 | 0 | 0.464 | 0 | 0.377 | 0 | 0.942
2024-09-29 02:00 | 0 | 0.864 | 0 | 0.352 | 0 | 0.298 | 0 | 0.783 | 0 | 0.58 | 0 | 0.62 | 0 | 0.425 | 0 | 0.309 | 0 | 0.914
2024-09-29 03:00 | 0 | 0.808 | 0 | 0.404 | 0 | 0.202 | 0 | 0.803 | 0 | 0.444 | 0 | 0.644 | 0 | 0.367 | 0 | 0.243 | 0 | 0.875
2024-09-29 04:00 | 0 | 0.774 | 0 | 0.463 | 0 | 0.085 | 0 | 0.813 | 0 | 0.27 | 0 | 0.635 | 0 | 0.286 | 0 | 0.201 | 0 | 0.891
2024-09-29 05:00 | 0 | 0.7 | 0 | 0.539 | 0 | 0.059 | 0 | 0.788 | 0 | 0.167 | 0 | 0.62 | 0 | 0.294 | 0 | 0.174 | 0 | 0.921
2024-09-29 06:00 | 0.014 | 0.634 | 0.027 | 0.562 | 0.019 | 0.09 | 0.068 | 0.69 | 0.046 | 0.168 | 0.004 | 0.568 | 0.014 | 0.334 | 0 | 0.143 | 0.04 | 0.951
2024-09-29 07:00 | 0.197 | 0.631 | 0.229 | 0.661 | 0.109 | 0.079 | 0.291 | 0.396 | 0.188 | 0.078 | 0.147 | 0.709 | 0.105 | 0.24 | 0.064 | 0.099 | 0.154 | 0.973
2024-09-29 08:00 | 0.432 | 0.649 | 0.45 | 0.684 | 0.237 | 0.049 | 0.489 | 0.602 | 0.353 | 0.127 | 0.346 | 0.692 | 0.228 | 0.173 | 0.248 | 0.077 | 0.261 | 0.974
2024-09-29 09:00 | 0.58 | 0.619 | 0.564 | 0.57 | 0.341 | 0.003 | 0.635 | 0.637 | 0.491 | 0.311 | 0.55 | 0.591 | 0.353 | 0.086 | 0.501 | 0.093 | 0.32 | 0.96
2024-09-29 10:00 | 0.634 | 0.63 | 0.653 | 0.481 | 0.45 | 0 | 0.728 | 0.623 | 0.563 | 0.395 | 0.68 | 0.488 | 0.512 | 0.008 | 0.666 | 0.099 | 0.345 | 0.935
2024-09-29 11:00 | 0.637 | 0.663 | 0.718 | 0.448 | 0.53 | 0.007 | 0.77 | 0.655 | 0.557 | 0.432 | 0.756 | 0.376 | 0.539 | 0.008 | 0.754 | 0.111 | 0.338 | 0.922
2024-09-29 12:00 | 0.691 | 0.7 | 0.751 | 0.469 | 0.484 | 0.064 | 0.767 | 0.7 | 0.556 | 0.451 | 0.823 | 0.289 | 0.592 | 0.061 | 0.798 | 0.14 | 0.295 | 0.926
2024-09-29 13:00 | 0.658 | 0.739 | 0.725 | 0.523 | 0.477 | 0.141 | 0.719 | 0.72 | 0.498 | 0.469 | 0.804 | 0.243 | 0.574 | 0.152 | 0.749 | 0.179 | 0.242 | 0.928
2024-09-29 14:00 | 0.619 | 0.766 | 0.663 | 0.573 | 0.428 | 0.202 | 0.623 | 0.708 | 0.381 | 0.498 | 0.732 | 0.23 | 0.496 | 0.235 | 0.583 | 0.205 | 0.196 | 0.919
2024-09-29 15:00 | 0.486 | 0.791 | 0.548 | 0.62 | 0.304 | 0.233 | 0.458 | 0.653 | 0.273 | 0.507 | 0.609 | 0.217 | 0.384 | 0.297 | 0.423 | 0.221 | 0.118 | 0.903
2024-09-29 16:00 | 0.293 | 0.829 | 0.365 | 0.679 | 0.175 | 0.254 | 0.256 | 0.544 | 0.137 | 0.457 | 0.432 | 0.222 | 0.244 | 0.35 | 0.341 | 0.243 | 0.053 | 0.872
2024-09-29 17:00 | 0.07 | 0.837 | 0.13 | 0.731 | 0.053 | 0.337 | 0.058 | 0.41 | 0.032 | 0.383 | 0.208 | 0.273 | 0.085 | 0.464 | 0.219 | 0.291 | 0.008 | 0.849
2024-09-29 18:00 | 0 | 0.747 | 0 | 0.709 | 0 | 0.564 | 0 | 0.466 | 0 | 0.382 | 0.01 | 0.351 | 0 | 0.695 | 0.029 | 0.302 | 0 | 0.835
2024-09-29 19:00 | 0 | 0.637 | 0 | 0.682 | 0 | 0.715 | 0 | 0.58 | 0 | 0.362 | 0 | 0.42 | 0 | 0.804 | 0 | 0.309 | 0 | 0.827
2024-09-29 20:00 | 0 | 0.613 | 0 | 0.683 | 0 | 0.767 | 0 | 0.552 | 0 | 0.416 | 0 | 0.412 | 0 | 0.817 | 0 | 0.297 | 0 | 0.802
2024-09-29 21:00 | 0 | 0.578 | 0 | 0.692 | 0 | 0.748 | 0 | 0.463 | 0 | 0.413 | 0 | 0.358 | 0 | 0.791 | 0 | 0.268 | 0 | 0.721
2024-09-29 22:00 | 0 | 0.559 | 0 | 0.698 | 0 | 0.715 | 0 | 0.125 | 0 | 0.414 | 0 | 0.305 | 0 | 0.754 | 0 | 0.242 | 0 | 0.68
2024-09-29 23:00 | 0 | 0.539 | 0 | 0.697 | 0 | 0.672 | 0 | 0.146 | 0 | 0.427 | 0 | 0.28 | 0 | 0.724 | 0 | 0.205 | 0 | 0.722
2024-09-30 | 0 | 0.532 | 0 | 0.672 | 0 | 0.626 | 0 | 0.346 | 0 | 0.461 | 0 | 0.26 | 0 | 0.692 | 0 | 0.196 | 0 | 0.708
2024-09-30 01:00 | 0 | 0.517 | 0 | 0.618 | 0 | 0.607 | 0 | 0.561 | 0 | 0.51 | 0 | 0.23 | 0 | 0.679 | 0 | 0.204 | 0 | 0.684
2024-09-30 02:00 | 0 | 0.568 | 0 | 0.547 | 0 | 0.649 | 0 | 0.603 | 0 | 0.519 | 0 | 0.274 | 0 | 0.657 | 0 | 0.207 | 0 | 0.72
2024-09-30 03:00 | 0 | 0.61 | 0 | 0.479 | 0 | 0.695 | 0 | 0.596 | 0 | 0.556 | 0 | 0.434 | 0 | 0.635 | 0 | 0.201 | 0 | 0.755
2024-09-30 04:00 | 0 | 0.6 | 0 | 0.408 | 0 | 0.707 | 0 | 0.615 | 0 | 0.606 | 0 | 0.606 | 0 | 0.618 | 0 | 0.183 | 0 | 0.765
2024-09-30 05:00 | 0 | 0.539 | 0 | 0.328 | 0 | 0.712 | 0 | 0.583 | 0 | 0.661 | 0 | 0.68 | 0 | 0.626 | 0 | 0.155 | 0 | 0.765
2024-09-30 06:00 | 0.012 | 0.478 | 0.024 | 0.267 | 0.045 | 0.666 | 0.052 | 0.552 | 0.034 | 0.707 | 0.005 | 0.645 | 0.04 | 0.544 | 0 | 0.13 | 0.057 | 0.724
2024-09-30 07:00 | 0.117 | 0.425 | 0.246 | 0.416 | 0.233 | 0.635 | 0.278 | 0.561 | 0.182 | 0.672 | 0.183 | 0.506 | 0.241 | 0.532 | 0.124 | 0.105 | 0.204 | 0.754
2024-09-30 08:00 | 0.286 | 0.398 | 0.507 | 0.395 | 0.425 | 0.476 | 0.48 | 0.503 | 0.365 | 0.442 | 0.418 | 0.668 | 0.449 | 0.442 | 0.353 | 0.128 | 0.34 | 0.805
2024-09-30 09:00 | 0.529 | 0.302 | 0.681 | 0.228 | 0.61 | 0.265 | 0.637 | 0.419 | 0.514 | 0.185 | 0.604 | 0.407 | 0.623 | 0.274 | 0.538 | 0.139 | 0.464 | 0.777
2024-09-30 10:00 | 0.609 | 0.232 | 0.794 | 0.086 | 0.753 | 0.108 | 0.729 | 0.328 | 0.694 | 0.057 | 0.731 | 0.177 | 0.739 | 0.132 | 0.681 | 0.096 | 0.61 | 0.731
2024-09-30 11:00 | 0.572 | 0.201 | 0.85 | 0.02 | 0.802 | 0.03 | 0.763 | 0.27 | 0.767 | 0.019 | 0.803 | 0.093 | 0.795 | 0.05 | 0.787 | 0.058 | 0.696 | 0.69
2024-09-30 12:00 | 0.541 | 0.195 | 0.857 | 0.004 | 0.785 | 0.006 | 0.722 | 0.237 | 0.768 | 0.008 | 0.827 | 0.062 | 0.801 | 0.019 | 0.824 | 0.04 | 0.705 | 0.657
2024-09-30 13:00 | 0.555 | 0.195 | 0.814 | 0.002 | 0.73 | 0.002 | 0.644 | 0.197 | 0.728 | 0.005 | 0.803 | 0.045 | 0.759 | 0.008 | 0.811 | 0.037 | 0.714 | 0.63
2024-09-30 14:00 | 0.495 | 0.171 | 0.723 | 0.001 | 0.642 | 0 | 0.47 | 0.168 | 0.588 | 0.004 | 0.731 | 0.038 | 0.664 | 0.002 | 0.746 | 0.053 | 0.613 | 0.589
2024-09-30 15:00 | 0.399 | 0.129 | 0.577 | 0.001 | 0.479 | 0 | 0.343 | 0.196 | 0.415 | 0.002 | 0.607 | 0.037 | 0.515 | 0 | 0.628 | 0.077 | 0.433 | 0.538
2024-09-30 16:00 | 0.259 | 0.094 | 0.376 | 0.001 | 0.289 | 0.002 | 0.176 | 0.3 | 0.22 | 0.001 | 0.429 | 0.031 | 0.314 | 0 | 0.456 | 0.135 | 0.216 | 0.463
2024-09-30 17:00 | 0.09 | 0.082 | 0.134 | 0.001 | 0.078 | 0.01 | 0.037 | 0.475 | 0.048 | 0.022 | 0.204 | 0.025 | 0.093 | 0.001 | 0.232 | 0.215 | 0.043 | 0.343
2024-09-30 18:00 | 0 | 0.112 | 0 | 0.008 | 0 | 0.086 | 0 | 0.625 | 0 | 0.241 | 0.01 | 0.058 | 0 | 0.057 | 0.027 | 0.305 | 0 | 0.22
2024-09-30 19:00 | 0 | 0.143 | 0 | 0.025 | 0 | 0.272 | 0 | 0.686 | 0 | 0.558 | 0 | 0.157 | 0 | 0.257 | 0 | 0.379 | 0 | 0.132
2024-09-30 20:00 | 0 | 0.164 | 0 | 0.041 | 0 | 0.578 | 0 | 0.708 | 0 | 0.708 | 0 | 0.291 | 0 | 0.454 | 0 | 0.393 | 0 | 0.077
2024-09-30 21:00 | 0 | 0.204 | 0 | 0.058 | 0 | 0.751 | 0 | 0.728 | 0 | 0.734 | 0 | 0.419 | 0 | 0.69 | 0 | 0.401 | 0 | 0.033
2024-09-30 22:00 | 0 | 0.295 | 0 | 0.082 | 0 | 0.807 | 0 | 0.728 | 0 | 0.723 | 0 | 0.501 | 0 | 0.839 | 0 | 0.386 | 0 | 0.009
2024-09-30 23:00 | 0 | 0.393 | 0 | 0.222 | 0 | 0.779 | 0 | 0.709 | 0 | 0.635 | 0 | 0.578 | 0 | 0.849 | 0 | 0.323 | 0 | 0.002
2024-10-01 | 0 | 0.457 | 0 | 0.562 | 0 | 0.707 | 0 | 0.711 | 0 | 0.502 | 0 | 0.645 | 0 | 0.814 | 0 | 0.241 | 0 | 0.001
2024-10-01 01:00 | 0 | 0.467 | 0 | 0.714 | 0 | 0.601 | 0 | 0.692 | 0 | 0.376 | 0 | 0.695 | 0 | 0.724 | 0 | 0.174 | 0 | 0.001
2024-10-01 02:00 | 0 | 0.45 | 0 | 0.674 | 0 | 0.48 | 0 | 0.639 | 0 | 0.275 | 0 | 0.715 | 0 | 0.567 | 0 | 0.119 | 0 | 0.001
2024-10-01 03:00 | 0 | 0.45 | 0 | 0.625 | 0 | 0.362 | 0 | 0.587 | 0 | 0.249 | 0 | 0.721 | 0 | 0.41 | 0 | 0.072 | 0 | 0.001
2024-10-01 04:00 | 0 | 0.481 | 0 | 0.799 | 0 | 0.307 | 0 | 0.484 | 0 | 0.231 | 0 | 0.727 | 0 | 0.309 | 0 | 0.04 | 0 | 0
2024-10-01 05:00 | 0 | 0.499 | 0 | 0.756 | 0 | 0.274 | 0 | 0.513 | 0 | 0.241 | 0 | 0.736 | 0 | 0.247 | 0 | 0.024 | 0 | 0.001
2024-10-01 06:00 | 0.041 | 0.495 | 0.033 | 0.643 | 0.048 | 0.278 | 0.051 | 0.56 | 0.063 | 0.243 | 0.005 | 0.722 | 0.026 | 0.246 | 0 | 0.011 | 0.043 | 0.009
2024-10-01 07:00 | 0.242 | 0.367 | 0.185 | 0.711 | 0.257 | 0.322 | 0.282 | 0.625 | 0.284 | 0.238 | 0.183 | 0.519 | 0.18 | 0.334 | 0.053 | 0.005 | 0.199 | 0.058
2024-10-01 08:00 | 0.423 | 0.358 | 0.326 | 0.74 | 0.483 | 0.243 | 0.508 | 0.581 | 0.509 | 0.117 | 0.417 | 0.348 | 0.385 | 0.311 | 0.139 | 0.006 | 0.4 | 0.155
2024-10-01 09:00 | 0.552 | 0.24 | 0.583 | 0.653 | 0.639 | 0.157 | 0.667 | 0.467 | 0.67 | 0.04 | 0.594 | 0.433 | 0.561 | 0.231 | 0.272 | 0.03 | 0.589 | 0.245
2024-10-01 10:00 | 0.622 | 0.14 | 0.743 | 0.559 | 0.741 | 0.115 | 0.766 | 0.378 | 0.752 | 0.026 | 0.719 | 0.403 | 0.7 | 0.168 | 0.359 | 0.064 | 0.713 | 0.322
2024-10-01 11:00 | 0.603 | 0.101 | 0.803 | 0.501 | 0.801 | 0.102 | 0.809 | 0.31 | 0.804 | 0.029 | 0.791 | 0.413 | 0.781 | 0.142 | 0.389 | 0.069 | 0.788 | 0.426
2024-10-01 12:00 | 0.493 | 0.074 | 0.809 | 0.471 | 0.806 | 0.106 | 0.806 | 0.264 | 0.806 | 0.04 | 0.814 | 0.441 | 0.799 | 0.133 | 0.43 | 0.061 | 0.789 | 0.577
2024-10-01 13:00 | 0.441 | 0.048 | 0.772 | 0.455 | 0.763 | 0.119 | 0.756 | 0.225 | 0.76 | 0.058 | 0.79 | 0.468 | 0.758 | 0.127 | 0.437 | 0.077 | 0.734 | 0.736
2024-10-01 14:00 | 0.464 | 0.036 | 0.686 | 0.444 | 0.669 | 0.14 | 0.653 | 0.201 | 0.657 | 0.087 | 0.72 | 0.494 | 0.666 | 0.122 | 0.377 | 0.118 | 0.605 | 0.853
2024-10-01 15:00 | 0.395 | 0.073 | 0.543 | 0.434 | 0.519 | 0.165 | 0.5 | 0.195 | 0.503 | 0.128 | 0.598 | 0.516 | 0.52 | 0.115 | 0.256 | 0.134 | 0.394 | 0.913
2024-10-01 16:00 | 0.229 | 0.251 | 0.346 | 0.422 | 0.318 | 0.192 | 0.296 | 0.209 | 0.298 | 0.175 | 0.423 | 0.522 | 0.324 | 0.105 | 0.179 | 0.114 | 0.199 | 0.935
2024-10-01 17:00 | 0.072 | 0.641 | 0.117 | 0.401 | 0.092 | 0.212 | 0.072 | 0.263 | 0.074 | 0.238 | 0.202 | 0.499 | 0.101 | 0.095 | 0.101 | 0.107 | 0.036 | 0.938
2024-10-01 18:00 | 0 | 0.769 | 0 | 0.412 | 0 | 0.267 | 0 | 0.398 | 0 | 0.386 | 0.009 | 0.462 | 0 | 0.106 | 0.019 | 0.122 | 0 | 0.924
2024-10-01 19:00 | 0 | 0.715 | 0 | 0.506 | 0 | 0.32 | 0 | 0.481 | 0 | 0.485 | 0 | 0.519 | 0 | 0.151 | 0 | 0.133 | 0 | 0.909
2024-10-01 20:00 | 0 | 0.618 | 0 | 0.611 | 0 | 0.35 | 0 | 0.495 | 0 | 0.51 | 0 | 0.619 | 0 | 0.215 | 0 | 0.109 | 0 | 0.896
2024-10-01 21:00 | 0 | 0.491 | 0 | 0.697 | 0 | 0.385 | 0 | 0.495 | 0 | 0.516 | 0 | 0.729 | 0 | 0.283 | 0 | 0.079 | 0 | 0.884
2024-10-01 22:00 | 0 | 0.358 | 0 | 0.737 | 0 | 0.438 | 0 | 0.478 | 0 | 0.51 | 0 | 0.806 | 0 | 0.336 | 0 | 0.07 | 0 | 0.871
2024-10-01 23:00 | 0 | 0.361 | 0 | 0.705 | 0 | 0.498 | 0 | 0.466 | 0 | 0.497 | 0 | 0.817 | 0 | 0.356 | 0 | 0.056 | 0 | 0.87
2024-10-02 | 0 | 0.533 | 0 | 0.642 | 0 | 0.51 | 0 | 0.441 | 0 | 0.451 | 0 | 0.756 | 0 | 0.338 | 0 | 0.034 | 0 | 0.868
2024-10-02 01:00 | 0 | 0.775 | 0 | 0.625 | 0 | 0.496 | 0 | 0.391 | 0 | 0.379 | 0 | 0.599 | 0 | 0.255 | 0 | 0.02 | 0 | 0.872
2024-10-02 02:00 | 0 | 0.887 | 0 | 0.623 | 0 | 0.501 | 0 | 0.306 | 0 | 0.329 | 0 | 0.407 | 0 | 0.209 | 0 | 0.017 | 0 | 0.874
2024-10-02 03:00 | 0 | 0.921 | 0 | 0.635 | 0 | 0.496 | 0 | 0.252 | 0 | 0.278 | 0 | 0.251 | 0 | 0.193 | 0 | 0.021 | 0 | 0.869
2024-10-02 04:00 | 0 | 0.898 | 0 | 0.654 | 0 | 0.479 | 0 | 0.217 | 0 | 0.228 | 0 | 0.119 | 0 | 0.205 | 0 | 0.022 | 0 | 0.858
2024-10-02 05:00 | 0 | 0.873 | 0 | 0.701 | 0 | 0.444 | 0 | 0.17 | 0 | 0.193 | 0 | 0.068 | 0 | 0.22 | 0 | 0.011 | 0 | 0.832
2024-10-02 06:00 | 0.032 | 0.873 | 0.038 | 0.709 | 0.054 | 0.374 | 0.05 | 0.125 | 0.069 | 0.139 | 0.006 | 0.093 | 0.044 | 0.187 | 0 | 0 | 0.084 | 0.762
2024-10-02 07:00 | 0.199 | 0.883 | 0.254 | 0.522 | 0.271 | 0.414 | 0.258 | 0.117 | 0.296 | 0.14 | 0.18 | 0.092 | 0.259 | 0.186 | 0.104 | 0 | 0.297 | 0.574
2024-10-02 08:00 | 0.348 | 0.909 | 0.471 | 0.766 | 0.497 | 0.29 | 0.502 | 0.071 | 0.511 | 0.071 | 0.41 | 0.12 | 0.474 | 0.201 | 0.324 | 0.004 | 0.493 | 0.422
2024-10-02 09:00 | 0.467 | 0.86 | 0.635 | 0.785 | 0.658 | 0.197 | 0.653 | 0.054 | 0.666 | 0.042 | 0.59 | 0.241 | 0.637 | 0.174 | 0.535 | 0.026 | 0.638 | 0.302
2024-10-02 10:00 | 0.573 | 0.767 | 0.743 | 0.686 | 0.761 | 0.206 | 0.748 | 0.052 | 0.765 | 0.066 | 0.708 | 0.525 | 0.743 | 0.186 | 0.677 | 0.145 | 0.729 | 0.191
2024-10-02 11:00 | 0.632 | 0.645 | 0.799 | 0.633 | 0.811 | 0.241 | 0.788 | 0.052 | 0.811 | 0.114 | 0.775 | 0.754 | 0.793 | 0.202 | 0.762 | 0.248 | 0.773 | 0.309
2024-10-02 12:00 | 0.63 | 0.556 | 0.806 | 0.627 | 0.811 | 0.255 | 0.782 | 0.054 | 0.808 | 0.16 | 0.794 | 0.84 | 0.796 | 0.192 | 0.787 | 0.248 | 0.768 | 0.468
2024-10-02 13:00 | 0.528 | 0.55 | 0.766 | 0.636 | 0.764 | 0.245 | 0.728 | 0.065 | 0.758 | 0.194 | 0.767 | 0.851 | 0.751 | 0.162 | 0.751 | 0.325 | 0.714 | 0.603
2024-10-02 14:00 | 0.401 | 0.639 | 0.676 | 0.638 | 0.666 | 0.223 | 0.629 | 0.08 | 0.659 | 0.213 | 0.694 | 0.82 | 0.658 | 0.143 | 0.686 | 0.277 | 0.609 | 0.728
2024-10-02 15:00 | 0.262 | 0.744 | 0.534 | 0.63 | 0.517 | 0.208 | 0.477 | 0.092 | 0.506 | 0.211 | 0.57 | 0.741 | 0.513 | 0.14 | 0.57 | 0.206 | 0.451 | 0.816
2024-10-02 16:00 | 0.139 | 0.733 | 0.339 | 0.623 | 0.316 | 0.177 | 0.281 | 0.1 | 0.302 | 0.188 | 0.396 | 0.635 | 0.319 | 0.138 | 0.454 | 0.187 | 0.248 | 0.856
2024-10-02 17:00 | 0.044 | 0.577 | 0.108 | 0.594 | 0.091 | 0.142 | 0.068 | 0.104 | 0.076 | 0.154 | 0.186 | 0.59 | 0.099 | 0.132 | 0.236 | 0.198 | 0.047 | 0.819
2024-10-02 18:00 | 0 | 0.238 | 0 | 0.622 | 0 | 0.144 | 0 | 0.152 | 0 | 0.128 | 0.01 | 0.725 | 0 | 0.152 | 0.03 | 0.245 | 0 | 0.756
2024-10-02 19:00 | 0 | 0.038 | 0 | 0.713 | 0 | 0.158 | 0 | 0.21 | 0 | 0.084 | 0 | 0.808 | 0 | 0.147 | 0 | 0.262 | 0 | 0.651
2024-10-02 20:00 | 0 | 0 | 0 | 0.762 | 0 | 0.175 | 0 | 0.245 | 0 | 0.049 | 0 | 0.721 | 0 | 0.117 | 0 | 0.215 | 0 | 0.485
2024-10-02 21:00 | 0 | 0.004 | 0 | 0.767 | 0 | 0.197 | 0 | 0.251 | 0 | 0.037 | 0 | 0.585 | 0 | 0.085 | 0 | 0.213 | 0 | 0.38
2024-10-02 22:00 | 0 | 0.045 | 0 | 0.744 | 0 | 0.207 | 0 | 0.225 | 0 | 0.041 | 0 | 0.52 | 0 | 0.057 | 0 | 0.233 | 0 | 0.388
2024-10-02 23:00 | 0 | 0.063 | 0 | 0.688 | 0 | 0.201 | 0 | 0.215 | 0 | 0.068 | 0 | 0.516 | 0 | 0.04 | 0 | 0.252 | 0 | 0.304
2024-10-03 | 0 | 0.034 | 0 | 0.612 | 0 | 0.182 | 0 | 0.218 | 0 | 0.112 | 0 | 0.494 | 0 | 0.035 | 0 | 0.3 | 0 | 0.078
2024-10-03 01:00 | 0 | 0.029 | 0 | 0.501 | 0 | 0.17 | 0 | 0.202 | 0 | 0.144 | 0 | 0.484 | 0 | 0.041 | 0 | 0.261 | 0 | 0.07
2024-10-03 02:00 | 0 | 0.099 | 0 | 0.41 | 0 | 0.189 | 0 | 0.172 | 0 | 0.162 | 0 | 0.532 | 0 | 0.071 | 0 | 0.251 | 0 | 0.245
2024-10-03 03:00 | 0 | 0.161 | 0 | 0.352 | 0 | 0.248 | 0 | 0.155 | 0 | 0.167 | 0 | 0.534 | 0 | 0.121 | 0 | 0.281 | 0 | 0.464
2024-10-03 04:00 | 0 | 0.121 | 0 | 0.251 | 0 | 0.34 | 0 | 0.16 | 0 | 0.172 | 0 | 0.475 | 0 | 0.16 | 0 | 0.337 | 0 | 0.481
2024-10-03 05:00 | 0 | 0.13 | 0 | 0.135 | 0 | 0.4 | 0 | 0.161 | 0 | 0.152 | 0 | 0.36 | 0 | 0.153 | 0 | 0.367 | 0 | 0.333
2024-10-03 06:00 | 0.039 | 0.202 | 0.038 | 0.053 | 0.055 | 0.395 | 0.071 | 0.126 | 0.071 | 0.106 | 0.006 | 0.253 | 0.044 | 0.128 | 0 | 0.381 | 0.063 | 0.161
2024-10-03 07:00 | 0.233 | 0.096 | 0.257 | 0.004 | 0.269 | 0.281 | 0.289 | 0.057 | 0.292 | 0.046 | 0.186 | 0.108 | 0.25 | 0.122 | 0.05 | 0.398 | 0.231 | 0.052
2024-10-03 08:00 | 0.373 | 0.014 | 0.481 | 0.027 | 0.475 | 0.43 | 0.489 | 0.013 | 0.494 | 0.119 | 0.423 | 0.031 | 0.456 | 0.345 | 0.174 | 0.498 | 0.424 | 0.015
2024-10-03 09:00 | 0.364 | 0.003 | 0.649 | 0.133 | 0.629 | 0.479 | 0.633 | 0.012 | 0.643 | 0.185 | 0.604 | 0 | 0.61 | 0.398 | 0.385 | 0.581 | 0.619 | 0.012
2024-10-03 10:00 | 0.451 | 0.006 | 0.762 | 0.328 | 0.726 | 0.501 | 0.726 | 0.034 | 0.737 | 0.244 | 0.727 | 0 | 0.708 | 0.38 | 0.533 | 0.635 | 0.72 | 0.005
2024-10-03 11:00 | 0.632 | 0.016 | 0.822 | 0.503 | 0.775 | 0.566 | 0.769 | 0.039 | 0.781 | 0.313 | 0.795 | 0.018 | 0.76 | 0.41 | 0.476 | 0.643 | 0.764 | 0.039
2024-10-03 12:00 | 0.699 | 0.036 | 0.831 | 0.556 | 0.775 | 0.613 | 0.766 | 0.041 | 0.777 | 0.37 | 0.815 | 0.064 | 0.763 | 0.439 | 0.549 | 0.612 | 0.759 | 0.132
2024-10-03 13:00 | 0.677 | 0.082 | 0.791 | 0.556 | 0.728 | 0.629 | 0.717 | 0.052 | 0.726 | 0.408 | 0.789 | 0.106 | 0.721 | 0.448 | 0.569 | 0.586 | 0.699 | 0.25
2024-10-03 14:00 | 0.611 | 0.195 | 0.703 | 0.517 | 0.633 | 0.616 | 0.619 | 0.065 | 0.625 | 0.422 | 0.717 | 0.136 | 0.631 | 0.424 | 0.584 | 0.562 | 0.575 | 0.294
2024-10-03 15:00 | 0.493 | 0.37 | 0.563 | 0.442 | 0.479 | 0.578 | 0.472 | 0.074 | 0.461 | 0.398 | 0.595 | 0.139 | 0.493 | 0.367 | 0.516 | 0.504 | 0.349 | 0.328
2024-10-03 16:00 | 0.327 | 0.501 | 0.365 | 0.343 | 0.291 | 0.523 | 0.276 | 0.078 | 0.266 | 0.355 | 0.419 | 0.118 | 0.286 | 0.294 | 0.378 | 0.398 | 0.136 | 0.29
2024-10-03 17:00 | 0.111 | 0.556 | 0.127 | 0.245 | 0.085 | 0.431 | 0.064 | 0.063 | 0.065 | 0.279 | 0.198 | 0.106 | 0.091 | 0.216 | 0.19 | 0.279 | 0.032 | 0.196
2024-10-03 18:00 | 0 | 0.469 | 0 | 0.18 | 0 | 0.387 | 0 | 0.037 | 0 | 0.246 | 0.009 | 0.206 | 0 | 0.167 | 0.031 | 0.163 | 0 | 0.128
2024-10-03 19:00 | 0 | 0.254 | 0 | 0.13 | 0 | 0.432 | 0 | 0.021 | 0 | 0.27 | 0 | 0.368 | 0 | 0.177 | 0 | 0.082 | 0 | 0.085
2024-10-03 20:00 | 0 | 0.078 | 0 | 0.124 | 0 | 0.497 | 0 | 0.03 | 0 | 0.352 | 0 | 0.428 | 0 | 0.231 | 0 | 0.025 | 0 | 0.066
2024-10-03 21:00 | 0 | 0.014 | 0 | 0.15 | 0 | 0.532 | 0 | 0.061 | 0 | 0.447 | 0 | 0.391 | 0 | 0.33 | 0 | 0.004 | 0 | 0.063
2024-10-03 22:00 | 0 | 0.004 | 0 | 0.175 | 0 | 0.511 | 0 | 0.117 | 0 | 0.513 | 0 | 0.317 | 0 | 0.413 | 0 | 0 | 0 | 0.076
2024-10-03 23:00 | 0 | 0.005 | 0 | 0.172 | 0 | 0.457 | 0 | 0.19 | 0 | 0.54 | 0 | 0.274 | 0 | 0.433 | 0 | 0 | 0 | 0.118
2024-10-04 | 0 | 0.006 | 0 | 0.148 | 0 | 0.41 | 0 | 0.243 | 0 | 0.543 | 0 | 0.264 | 0 | 0.41 | 0 | 0 | 0 | 0.161
2024-10-04 01:00 | 0 | 0.005 | 0 | 0.128 | 0 | 0.364 | 0 | 0.255 | 0 | 0.517 | 0 | 0.294 | 0 | 0.352 | 0 | 0.004 | 0 | 0.177
2024-10-04 02:00 | 0 | 0.003 | 0 | 0.136 | 0 | 0.315 | 0 | 0.229 | 0 | 0.485 | 0 | 0.339 | 0 | 0.278 | 0 | 0.013 | 0 | 0.159
2024-10-04 03:00 | 0 | 0.001 | 0 | 0.191 | 0 | 0.268 | 0 | 0.182 | 0 | 0.457 | 0 | 0.414 | 0 | 0.213 | 0 | 0.021 | 0 | 0.133
2024-10-04 04:00 | 0 | 0 | 0 | 0.29 | 0 | 0.233 | 0 | 0.131 | 0 | 0.42 | 0 | 0.522 | 0 | 0.171 | 0 | 0.028 | 0 | 0.111
2024-10-04 05:00 | 0 | 0 | 0 | 0.414 | 0 | 0.22 | 0 | 0.078 | 0 | 0.381 | 0 | 0.642 | 0 | 0.16 | 0 | 0.028 | 0 | 0.09
2024-10-04 06:00 | 0.036 | 0.001 | 0.043 | 0.51 | 0.061 | 0.206 | 0.061 | 0.042 | 0.076 | 0.314 | 0.006 | 0.729 | 0.048 | 0.169 | 0.001 | 0.026 | 0.066 | 0.055
2024-10-04 07:00 | 0.228 | 0.018 | 0.27 | 0.315 | 0.285 | 0.09 | 0.251 | 0.015 | 0.305 | 0.122 | 0.181 | 0.613 | 0.255 | 0.09 | 0.128 | 0.02 | 0.238 | 0.024
2024-10-04 08:00 | 0.438 | 0.103 | 0.489 | 0.086 | 0.491 | 0.003 | 0.445 | 0.019 | 0.508 | 0.001 | 0.407 | 0.254 | 0.459 | 0.041 | 0.355 | 0.006 | 0.455 | 0.01
2024-10-04 09:00 | 0.618 | 0.219 | 0.646 | 0.11 | 0.639 | 0.001 | 0.615 | 0.006 | 0.654 | 0 | 0.578 | 0.194 | 0.613 | 0.025 | 0.555 | 0.002 | 0.613 | 0.006
2024-10-04 10:00 | 0.723 | 0.31 | 0.75 | 0.154 | 0.736 | 0.018 | 0.712 | 0 | 0.749 | 0.001 | 0.692 | 0.147 | 0.711 | 0.028 | 0.7 | 0.021 | 0.715 | 0.004
2024-10-04 11:00 | 0.775 | 0.343 | 0.803 | 0.229 | 0.781 | 0.045 | 0.753 | 0 | 0.791 | 0.007 | 0.753 | 0.178 | 0.759 | 0.034 | 0.786 | 0.084 | 0.762 | 0.006
2024-10-04 12:00 | 0.779 | 0.305 | 0.808 | 0.307 | 0.78 | 0.063 | 0.75 | 0 | 0.787 | 0.011 | 0.768 | 0.294 | 0.763 | 0.039 | 0.818 | 0.119 | 0.76 | 0.021
2024-10-04 13:00 | 0.739 | 0.37 | 0.767 | 0.338 | 0.733 | 0.067 | 0.701 | 0.002 | 0.737 | 0.008 | 0.738 | 0.448 | 0.721 | 0.035 | 0.802 | 0.127 | 0.71 | 0.075
2024-10-04 14:00 | 0.65 | 0.466 | 0.678 | 0.333 | 0.64 | 0.062 | 0.606 | 0.016 | 0.642 | 0.005 | 0.668 | 0.571 | 0.632 | 0.023 | 0.739 | 0.136 | 0.605 | 0.149
2024-10-04 15:00 | 0.51 | 0.655 | 0.539 | 0.316 | 0.492 | 0.055 | 0.443 | 0.051 | 0.492 | 0.004 | 0.549 | 0.626 | 0.489 | 0.012 | 0.623 | 0.156 | 0.45 | 0.21
2024-10-04 16:00 | 0.323 | 0.765 | 0.347 | 0.295 | 0.288 | 0.051 | 0.248 | 0.128 | 0.292 | 0.004 | 0.38 | 0.61 | 0.293 | 0.006 | 0.449 | 0.189 | 0.25 | 0.27
2024-10-04 17:00 | 0.11 | 0.825 | 0.122 | 0.223 | 0.078 | 0.082 | 0.058 | 0.286 | 0.073 | 0.025 | 0.174 | 0.516 | 0.088 | 0.014 | 0.231 | 0.214 | 0.05 | 0.303
2024-10-04 18:00 | 0.001 | 0.786 | 0 | 0.114 | 0 | 0.18 | 0 | 0.501 | 0 | 0.151 | 0.01 | 0.394 | 0 | 0.046 | 0.03 | 0.189 | 0 | 0.281
2024-10-04 19:00 | 0 | 0.754 | 0 | 0.025 | 0 | 0.22 | 0 | 0.552 | 0 | 0.326 | 0 | 0.325 | 0 | 0.062 | 0 | 0.144 | 0 | 0.251
2024-10-04 20:00 | 0 | 0.719 | 0 | 0.003 | 0 | 0.188 | 0 | 0.492 | 0 | 0.484 | 0 | 0.334 | 0 | 0.06 | 0 | 0.108 | 0 | 0.26
2024-10-04 21:00 | 0 | 0.646 | 0 | 0 | 0 | 0.144 | 0 | 0.485 | 0 | 0.614 | 0 | 0.391 | 0 | 0.053 | 0 | 0.067 | 0 | 0.316
2024-10-04 22:00 | 0 | 0.543 | 0 | 0 | 0 | 0.133 | 0 | 0.491 | 0 | 0.656 | 0 | 0.541 | 0 | 0.042 | 0 | 0.029 | 0 | 0.383
2024-10-04 23:00 | 0 | 0.45 | 0 | 0 | 0 | 0.177 | 0 | 0.493 | 0 | 0.633 | 0 | 0.638 | 0 | 0.018 | 0 | 0.011 | 0 | 0.48
2024-10-05 | 0 | 0.432 | 0 | 0 | 0 | 0.279 | 0 | 0.491 | 0 | 0.556 | 0 | 0.596 | 0 | 0.025 | 0 | 0.003 | 0 | 0.59
2024-10-05 01:00 | 0 | 0.508 | 0 | 0.015 | 0 | 0.379 | 0 | 0.498 | 0 | 0.516 | 0 | 0.491 | 0 | 0.088 | 0 | 0.002 | 0 | 0.675
2024-10-05 02:00 | 0 | 0.71 | 0 | 0.12 | 0 | 0.317 | 0 | 0.473 | 0 | 0.498 | 0 | 0.32 | 0 | 0.072 | 0 | 0.005 | 0 | 0.737
2024-10-05 03:00 | 0 | 0.895 | 0 | 0.367 | 0 | 0.232 | 0 | 0.407 | 0 | 0.448 | 0 | 0.201 | 0 | 0.035 | 0 | 0.011 | 0 | 0.777
2024-10-05 04:00 | 0 | 0.905 | 0 | 0.583 | 0 | 0.159 | 0 | 0.357 | 0 | 0.355 | 0 | 0.106 | 0 | 0.048 | 0 | 0.019 | 0 | 0.812
2024-10-05 05:00 | 0 | 0.917 | 0 | 0.655 | 0 | 0.13 | 0 | 0.327 | 0 | 0.232 | 0 | 0.025 | 0 | 0.116 | 0 | 0.026 | 0 | 0.826
2024-10-05 06:00 | 0.035 | 0.913 | 0.033 | 0.613 | 0.052 | 0.142 | 0.065 | 0.257 | 0.066 | 0.099 | 0.005 | 0.001 | 0.041 | 0.211 | 0 | 0.029 | 0.083 | 0.803
2024-10-05 07:00 | 0.182 | 0.918 | 0.194 | 0.325 | 0.247 | 0.267 | 0.275 | 0.233 | 0.275 | 0.13 | 0.132 | 0 | 0.228 | 0.188 | 0.055 | 0.034 | 0.287 | 0.714
2024-10-05 08:00 | 0.34 | 0.935 | 0.359 | 0.376 | 0.428 | 0.295 | 0.476 | 0.219 | 0.483 | 0.134 | 0.343 | 0.001 | 0.433 | 0.201 | 0.13 | 0.037 | 0.478 | 0.618
2024-10-05 09:00 | 0.547 | 0.922 | 0.531 | 0.602 | 0.576 | 0.17 | 0.623 | 0.09 | 0.632 | 0.101 | 0.55 | 0.019 | 0.592 | 0.112 | 0.202 | 0.052 | 0.621 | 0.481
2024-10-05 10:00 | 0.643 | 0.888 | 0.673 | 0.634 | 0.687 | 0.068 | 0.716 | 0.021 | 0.725 | 0.048 | 0.678 | 0.061 | 0.694 | 0.041 | 0.305 | 0.055 | 0.71 | 0.441
2024-10-05 11:00 | 0.697 | 0.84 | 0.743 | 0.717 | 0.75 | 0.028 | 0.76 | 0.015 | 0.769 | 0.009 | 0.751 | 0.157 | 0.747 | 0.014 | 0.44 | 0.058 | 0.753 | 0.503
2024-10-05 12:00 | 0.691 | 0.803 | 0.747 | 0.782 | 0.76 | 0.017 | 0.756 | 0.031 | 0.765 | 0.001 | 0.762 | 0.332 | 0.751 | 0.006 | 0.531 | 0.058 | 0.748 | 0.538
2024-10-05 13:00 | 0.673 | 0.806 | 0.678 | 0.843 | 0.715 | 0.011 | 0.708 | 0.054 | 0.716 | 0 | 0.74 | 0.562 | 0.71 | 0.003 | 0.505 | 0.067 | 0.695 | 0.543
2024-10-05 14:00 | 0.627 | 0.797 | 0.556 | 0.856 | 0.622 | 0.006 | 0.611 | 0.073 | 0.619 | 0 | 0.672 | 0.575 | 0.619 | 0.002 | 0.413 | 0.081 | 0.592 | 0.526
2024-10-05 15:00 | 0.494 | 0.769 | 0.431 | 0.817 | 0.468 | 0.005 | 0.466 | 0.089 | 0.468 | 0 | 0.55 | 0.459 | 0.481 | 0.002 | 0.301 | 0.09 | 0.436 | 0.437
2024-10-05 16:00 | 0.303 | 0.707 | 0.241 | 0.751 | 0.253 | 0.006 | 0.273 | 0.106 | 0.271 | 0 | 0.378 | 0.353 | 0.292 | 0.003 | 0.188 | 0.076 | 0.238 | 0.326
2024-10-05 17:00 | 0.101 | 0.566 | 0.065 | 0.613 | 0.072 | 0.011 | 0.066 | 0.152 | 0.065 | 0 | 0.171 | 0.279 | 0.089 | 0.008 | 0.106 | 0.058 | 0.049 | 0.211
2024-10-05 18:00 | 0.001 | 0.344 | 0 | 0.431 | 0 | 0.042 | 0 | 0.326 | 0 | 0.019 | 0.011 | 0.177 | 0 | 0.052 | 0.02 | 0.048 | 0 | 0.082
2024-10-05 19:00 | 0 | 0.167 | 0 | 0.358 | 0 | 0.088 | 0 | 0.496 | 0 | 0.056 | 0 | 0.228 | 0 | 0.112 | 0 | 0.036 | 0 | 0.063
2024-10-05 20:00 | 0 | 0.057 | 0 | 0.298 | 0 | 0.136 | 0 | 0.519 | 0 | 0.098 | 0 | 0.264 | 0 | 0.173 | 0 | 0.02 | 0 | 0.098
2024-10-05 21:00 | 0 | 0.01 | 0 | 0.192 | 0 | 0.192 | 0 | 0.483 | 0 | 0.179 | 0 | 0.161 | 0 | 0.239 | 0 | 0.017 | 0 | 0.103
2024-10-05 22:00 | 0 | 0.024 | 0 | 0.062 | 0 | 0.267 | 0 | 0.43 | 0 | 0.328 | 0 | 0.261 | 0 | 0.307 | 0 | 0.024 | 0 | 0.127
2024-10-05 23:00 | 0 | 0.062 | 0 | 0.041 | 0 | 0.379 | 0 | 0.383 | 0 | 0.461 | 0 | 0.513 | 0 | 0.358 | 0 | 0.015 | 0 | 0.158
2024-10-06 | 0 | 0.035 | 0 | 0.121 | 0 | 0.512 | 0 | 0.337 | 0 | 0.501 | 0 | 0.498 | 0 | 0.395 | 0 | 0.001 | 0 | 0.175
2024-10-06 01:00 | 0 | 0.011 | 0 | 0.294 | 0 | 0.602 | 0 | 0.305 | 0 | 0.458 | 0 | 0.454 | 0 | 0.406 | 0 | 0 | 0 | 0.123
2024-10-06 02:00 | 0 | 0.003 | 0 | 0.519 | 0 | 0.618 | 0 | 0.274 | 0 | 0.403 | 0 | 0.418 | 0 | 0.323 | 0 | 0 | 0 | 0.034
2024-10-06 03:00 | 0 | 0.009 | 0 | 0.748 | 0 | 0.601 | 0 | 0.251 | 0 | 0.362 | 0 | 0.502 | 0 | 0.243 | 0 | 0.001 | 0 | 0.005
2024-10-06 04:00 | 0 | 0.032 | 0 | 0.853 | 0 | 0.557 | 0 | 0.227 | 0 | 0.332 | 0 | 0.61 | 0 | 0.184 | 0 | 0.013 | 0 | 0.015
2024-10-06 05:00 | 0 | 0.025 | 0 | 0.875 | 0 | 0.432 | 0 | 0.16 | 0 | 0.261 | 0 | 0.598 | 0 | 0.107 | 0 | 0.045 | 0 | 0.042
2024-10-06 06:00 | 0.021 | 0.016 | 0.037 | 0.86 | 0.055 | 0.256 | 0.068 | 0.074 | 0.066 | 0.159 | 0.007 | 0.574 | 0.045 | 0.041 | 0.001 | 0.099 | 0.077 | 0.122
2024-10-06 07:00 | 0.115 | 0.034 | 0.231 | 0.719 | 0.257 | 0.237 | 0.275 | 0.033 | 0.27 | 0.139 | 0.187 | 0.683 | 0.236 | 0.048 | 0.124 | 0.133 | 0.274 | 0.242
2024-10-06 08:00 | 0.221 | 0.163 | 0.432 | 0.926 | 0.458 | 0.484 | 0.469 | 0.015 | 0.469 | 0.179 | 0.428 | 0.582 | 0.44 | 0.357 | 0.323 | 0.229 | 0.465 | 0.432
2024-10-06 09:00 | 0.314 | 0.344 | 0.598 | 0.987 | 0.612 | 0.42 | 0.616 | 0 | 0.619 | 0.149 | 0.619 | 0.425 | 0.594 | 0.358 | 0.519 | 0.335 | 0.61 | 0.641
2024-10-06 10:00 | 0.451 | 0.404 | 0.708 | 0.989 | 0.706 | 0.388 | 0.708 | 0 | 0.714 | 0.105 | 0.747 | 0.337 | 0.672 | 0.362 | 0.643 | 0.437 | 0.701 | 0.8
2024-10-06 11:00 | 0.385 | 0.521 | 0.77 | 0.985 | 0.689 | 0.415 | 0.749 | 0 | 0.758 | 0.118 | 0.818 | 0.286 | 0.624 | 0.387 | 0.727 | 0.574 | 0.73 | 0.878
2024-10-06 12:00 | 0.519 | 0.656 | 0.785 | 0.983 | 0.545 | 0.469 | 0.745 | 0.002 | 0.75 | 0.18 | 0.838 | 0.208 | 0.551 | 0.42 | 0.727 | 0.661 | 0.704 | 0.92
2024-10-06 13:00 | 0.468 | 0.705 | 0.754 | 0.982 | 0.463 | 0.518 | 0.695 | 0.006 | 0.657 | 0.249 | 0.811 | 0.186 | 0.492 | 0.441 | 0.673 | 0.682 | 0.564 | 0.941
2024-10-06 14:00 | 0.374 | 0.824 | 0.676 | 0.979 | 0.406 | 0.532 | 0.589 | 0.005 | 0.473 | 0.314 | 0.736 | 0.192 | 0.456 | 0.42 | 0.703 | 0.686 | 0.34 | 0.942
2024-10-06 15:00 | 0.256 | 0.891 | 0.545 | 0.976 | 0.33 | 0.533 | 0.448 | 0.006 | 0.279 | 0.343 | 0.611 | 0.192 | 0.39 | 0.387 | 0.445 | 0.671 | 0.167 | 0.931
2024-10-06 16:00 | 0.172 | 0.915 | 0.36 | 0.966 | 0.228 | 0.523 | 0.242 | 0.009 | 0.154 | 0.33 | 0.431 | 0.197 | 0.276 | 0.367 | 0.281 | 0.635 | 0.09 | 0.889
2024-10-06 17:00 | 0.069 | 0.898 | 0.13 | 0.931 | 0.08 | 0.456 | 0.055 | 0.049 | 0.044 | 0.289 | 0.206 | 0.182 | 0.091 | 0.335 | 0.19 | 0.541 | 0.025 | 0.711
2024-10-06 18:00 | 0.001 | 0.781 | 0.001 | 0.831 | 0 | 0.413 | 0 | 0.25 | 0 | 0.28 | 0.009 | 0.142 | 0 | 0.336 | 0.032 | 0.379 | 0 | 0.522
2024-10-06 19:00 | 0 | 0.571 | 0 | 0.692 | 0 | 0.435 | 0 | 0.444 | 0 | 0.264 | 0 | 0.112 | 0 | 0.364 | 0 | 0.287 | 0 | 0.367
2024-10-06 20:00 | 0 | 0.379 | 0 | 0.602 | 0 | 0.451 | 0 | 0.488 | 0 | 0.232 | 0 | 0.104 | 0 | 0.341 | 0 | 0.236 | 0 | 0.851
2024-10-06 21:00 | 0 | 0.281 | 0 | 0.535 | 0 | 0.459 | 0 | 0.454 | 0 | 0.24 | 0 | 0.086 | 0 | 0.34 | 0 | 0.202 | 0 | 0.886
2024-10-06 22:00 | 0 | 0.214 | 0 | 0.523 | 0 | 0.464 | 0 | 0.433 | 0 | 0.316 | 0 | 0.049 | 0 | 0.42 | 0 | 0.177 | 0 | 0.932
2024-10-06 23:00 | 0 | 0.217 | 0 | 0.533 | 0 | 0.526 | 0 | 0.456 | 0 | 0.362 | 0 | 0.04 | 0 | 0.552 | 0 | 0.179 | 0 | 0.959
2024-10-07 | 0 | 0.259 | 0 | 0.53 | 0 | 0.622 | 0 | 0.499 | 0 | 0.291 | 0 | 0.048 | 0 | 0.657 | 0 | 0.199 | 0 | 0.932
2024-10-07 01:00 | 0 | 0.312 | 0 | 0.519 | 0 | 0.621 | 0 | 0.523 | 0 | 0.187 | 0 | 0.07 | 0 | 0.703 | 0 | 0.237 | 0 | 0.866
2024-10-07 02:00 | 0 | 0.368 | 0 | 0.506 | 0 | 0.549 | 0 | 0.484 | 0 | 0.12 | 0 | 0.099 | 0 | 0.689 | 0 | 0.263 | 0 | 0.765
2024-10-07 03:00 | 0 | 0.398 | 0 | 0.476 | 0 | 0.495 | 0 | 0.401 | 0 | 0.139 | 0 | 0.12 | 0 | 0.651 | 0 | 0.287 | 0 | 0.686
2024-10-07 04:00 | 0 | 0.416 | 0 | 0.43 | 0 | 0.431 | 0 | 0.268 | 0 | 0.156 | 0 | 0.122 | 0 | 0.612 | 0 | 0.32 | 0 | 0.592
2024-10-07 05:00 | 0 | 0.428 | 0 | 0.362 | 0 | 0.334 | 0 | 0.113 | 0 | 0.127 | 0 | 0.106 | 0 | 0.561 | 0 | 0.343 | 0 | 0.523
2024-10-07 06:00 | 0.049 | 0.392 | 0.04 | 0.236 | 0.061 | 0.179 | 0.061 | 0.028 | 0.069 | 0.058 | 0.008 | 0.08 | 0.05 | 0.41 | 0.001 | 0.38 | 0.092 | 0.425
2024-10-07 07:00 | 0.253 | 0.226 | 0.251 | 0.079 | 0.279 | 0.036 | 0.247 | 0.007 | 0.277 | 0.001 | 0.181 | 0.027 | 0.259 | 0.144 | 0.083 | 0.413 | 0.304 | 0.503
2024-10-07 08:00 | 0.461 | 0.153 | 0.484 | 0.044 | 0.485 | 0 | 0.453 | 0.012 | 0.477 | 0.009 | 0.404 | 0.001 | 0.464 | 0.008 | 0.221 | 0.571 | 0.502 | 0.499
2024-10-07 09:00 | 0.622 | 0.084 | 0.649 | 0.019 | 0.637 | 0.036 | 0.602 | 0.004 | 0.63 | 0.155 | 0.582 | 0 | 0.617 | 0.001 | 0.388 | 0.663 | 0.65 | 0.4
2024-10-07 10:00 | 0.727 | 0.035 | 0.756 | 0.013 | 0.734 | 0.236 | 0.696 | 0.004 | 0.724 | 0.325 | 0.705 | 0 | 0.711 | 0.113 | 0.558 | 0.72 | 0.744 | 0.302
2024-10-07 11:00 | 0.781 | 0.006 | 0.81 | 0.011 | 0.778 | 0.395 | 0.744 | 0.01 | 0.77 | 0.467 | 0.771 | 0.001 | 0.754 | 0.251 | 0.629 | 0.758 | 0.786 | 0.227
2024-10-07 12:00 | 0.787 | 0 | 0.814 | 0.011 | 0.769 | 0.463 | 0.743 | 0.021 | 0.751 | 0.56 | 0.792 | 0.004 | 0.755 | 0.341 | 0.706 | 0.788 | 0.781 | 0.177
2024-10-07 13:00 | 0.746 | 0 | 0.772 | 0.018 | 0.724 | 0.476 | 0.694 | 0.031 | 0.678 | 0.601 | 0.767 | 0.017 | 0.721 | 0.39 | 0.724 | 0.807 | 0.728 | 0.16
2024-10-07 14:00 | 0.658 | 0.002 | 0.683 | 0.036 | 0.642 | 0.45 | 0.595 | 0.042 | 0.58 | 0.591 | 0.697 | 0.044 | 0.642 | 0.406 | 0.663 | 0.82 | 0.624 | 0.164
2024-10-07 15:00 | 0.521 | 0.092 | 0.543 | 0.062 | 0.504 | 0.406 | 0.446 | 0.053 | 0.424 | 0.538 | 0.576 | 0.074 | 0.504 | 0.395 | 0.538 | 0.822 | 0.468 | 0.176
2024-10-07 16:00 | 0.334 | 0.259 | 0.352 | 0.088 | 0.312 | 0.355 | 0.237 | 0.05 | 0.244 | 0.455 | 0.404 | 0.095 | 0.316 | 0.362 | 0.382 | 0.802 | 0.264 | 0.158
2024-10-07 17:00 | 0.117 | 0.374 | 0.123 | 0.119 | 0.09 | 0.279 | 0.059 | 0.034 | 0.063 | 0.305 | 0.189 | 0.103 | 0.099 | 0.284 | 0.168 | 0.753 | 0.055 | 0.112
2024-10-07 18:00 | 0.002 | 0.337 | 0.001 | 0.185 | 0 | 0.313 | 0 | 0.052 | 0 | 0.183 | 0.01 | 0.128 | 0 | 0.328 | 0.021 | 0.591 | 0 | 0.059
2024-10-07 19:00 | 0 | 0.219 | 0 | 0.223 | 0 | 0.503 | 0 | 0.144 | 0 | 0.073 | 0 | 0.139 | 0 | 0.555 | 0 | 0.459 | 0 | 0.017
2024-10-07 20:00 | 0 | 0.131 | 0 | 0.211 | 0 | 0.679 | 0 | 0.325 | 0 | 0.027 | 0 | 0.118 | 0 | 0.737 | 0 | 0.404 | 0 | 0.002
2024-10-07 21:00 | 0 | 0.047 | 0 | 0.186 | 0 | 0.722 | 0 | 0.518 | 0 | 0.017 | 0 | 0.099 | 0 | 0.772 | 0 | 0.376 | 0 | 0
2024-10-07 22:00 | 0 | 0.014 | 0 | 0.168 | 0 | 0.663 | 0 | 0.607 | 0 | 0.064 | 0 | 0.114 | 0 | 0.739 | 0 | 0.35 | 0 | 0.003
2024-10-07 23:00 | 0 | 0.095 | 0 | 0.179 | 0 | 0.565 | 0 | 0.601 | 0 | 0.057 | 0 | 0.26 | 0 | 0.69 | 0 | 0.305 | 0 | 0.012
2024-10-08 | 0 | 0.28 | 0 | 0.194 | 0 | 0.468 | 0 | 0.652 | 0 | 0.039 | 0 | 0.547 | 0 | 0.644 | 0 | 0.27 | 0 | 0.017
2024-10-08 01:00 | 0 | 0.447 | 0 | 0.188 | 0 | 0.394 | 0 | 0.636 | 0 | 0.029 | 0 | 0.682 | 0 | 0.615 | 0 | 0.258 | 0 | 0.027
2024-10-08 02:00 | 0 | 0.473 | 0 | 0.158 | 0 | 0.29 | 0 | 0.535 | 0 | 0.024 | 0 | 0.647 | 0 | 0.574 | 0 | 0.29 | 0 | 0.047
2024-10-08 03:00 | 0 | 0.435 | 0 | 0.118 | 0 | 0.177 | 0 | 0.395 | 0 | 0.043 | 0 | 0.556 | 0 | 0.502 | 0 | 0.352 | 0 | 0.086
2024-10-08 04:00 | 0 | 0.407 | 0 | 0.076 | 0 | 0.172 | 0 | 0.341 | 0 | 0.11 | 0 | 0.482 | 0 | 0.456 | 0 | 0.42 | 0 | 0.136
2024-10-08 05:00 | 0 | 0.385 | 0 | 0.035 | 0 | 0.355 | 0 | 0.31 | 0 | 0.171 | 0 | 0.419 | 0 | 0.449 | 0 | 0.459 | 0 | 0.203
2024-10-08 06:00 | 0.046 | 0.314 | 0.046 | 0.017 | 0.06 | 0.451 | 0.049 | 0.369 | 0.066 | 0.168 | 0.008 | 0.348 | 0.052 | 0.404 | 0.001 | 0.513 | 0.091 | 0.212
2024-10-08 07:00 | 0.23 | 0.344 | 0.264 | 0.004 | 0.271 | 0.437 | 0.23 | 0.471 | 0.264 | 0.444 | 0.183 | 0.233 | 0.26 | 0.256 | 0.115 | 0.527 | 0.295 | 0.159
2024-10-08 08:00 | 0.433 | 0.507 | 0.474 | 0 | 0.475 | 0.34 | 0.441 | 0.518 | 0.468 | 0.58 | 0.408 | 0.258 | 0.461 | 0.152 | 0.328 | 0.559 | 0.485 | 0.177
2024-10-08 09:00 | 0.489 | 0.62 | 0.631 | 0.011 | 0.628 | 0.214 | 0.601 | 0.467 | 0.615 | 0.556 | 0.588 | 0.236 | 0.612 | 0.053 | 0.544 | 0.581 | 0.628 | 0.152
2024-10-08 10:00 | 0.392 | 0.728 | 0.735 | 0.062 | 0.724 | 0.192 | 0.695 | 0.352 | 0.709 | 0.538 | 0.711 | 0.251 | 0.709 | 0.049 | 0.676 | 0.585 | 0.721 | 0.142
2024-10-08 11:00 | 0.395 | 0.834 | 0.788 | 0.137 | 0.767 | 0.229 | 0.728 | 0.27 | 0.752 | 0.502 | 0.782 | 0.385 | 0.752 | 0.104 | 0.733 | 0.59 | 0.764 | 0.194
2024-10-08 12:00 | 0.421 | 0.881 | 0.795 | 0.231 | 0.767 | 0.27 | 0.724 | 0.209 | 0.748 | 0.476 | 0.804 | 0.547 | 0.756 | 0.171 | 0.779 | 0.566 | 0.761 | 0.251
2024-10-08 13:00 | 0.418 | 0.914 | 0.755 | 0.331 | 0.722 | 0.308 | 0.676 | 0.18 | 0.697 | 0.454 | 0.779 | 0.676 | 0.715 | 0.237 | 0.8 | 0.514 | 0.709 | 0.311
2024-10-08 14:00 | 0.357 | 0.944 | 0.669 | 0.414 | 0.63 | 0.325 | 0.583 | 0.167 | 0.602 | 0.416 | 0.697 | 0.768 | 0.628 | 0.283 | 0.742 | 0.452 | 0.599 | 0.386
2024-10-08 15:00 | 0.229 | 0.959 | 0.532 | 0.476 | 0.487 | 0.312 | 0.435 | 0.158 | 0.452 | 0.363 | 0.574 | 0.825 | 0.491 | 0.3 | 0.631 | 0.394 | 0.428 | 0.443
2024-10-08 16:00 | 0.092 | 0.961 | 0.344 | 0.525 | 0.297 | 0.271 | 0.248 | 0.146 | 0.259 | 0.3 | 0.402 | 0.862 | 0.306 | 0.283 | 0.463 | 0.354 | 0.218 | 0.51
2024-10-08 17:00 | 0.03 | 0.947 | 0.12 | 0.578 | 0.085 | 0.208 | 0.061 | 0.144 | 0.066 | 0.227 | 0.189 | 0.884 | 0.095 | 0.223 | 0.249 | 0.358 | 0.042 | 0.585
2024-10-08 18:00 | 0 | 0.887 | 0.001 | 0.683 | 0 | 0.211 | 0 | 0.21 | 0 | 0.213 | 0.01 | 0.875 | 0 | 0.17 | 0.033 | 0.351 | 0 | 0.59
2024-10-08 19:00 | 0 | 0.771 | 0 | 0.787 | 0 | 0.228 | 0 | 0.285 | 0 | 0.211 | 0 | 0.784 | 0 | 0.154 | 0 | 0.328 | 0 | 0.645
2024-10-08 20:00 | 0 | 0.63 | 0 | 0.793 | 0 | 0.238 | 0 | 0.351 | 0 | 0.189 | 0 | 0.692 | 0 | 0.267 | 0 | 0.332 | 0 | 0.774
2024-10-08 21:00 | 0 | 0.476 | 0 | 0.847 | 0 | 0.394 | 0 | 0.423 | 0 | 0.135 | 0 | 0.679 | 0 | 0.504 | 0 | 0.357 | 0 | 0.888
2024-10-08 22:00 | 0 | 0.368 | 0 | 0.904 | 0 | 0.552 | 0 | 0.494 | 0 | 0.094 | 0 | 0.672 | 0 | 0.66 | 0 | 0.336 | 0 | 0.959
2024-10-08 23:00 | 0 | 0.288 | 0 | 0.918 | 0 | 0.618 | 0 | 0.516 | 0 | 0.12 | 0 | 0.663 | 0 | 0.697 | 0 | 0.307 | 0 | 0.98
2024-10-09 | 0 | 0.249 | 0 | 0.917 | 0 | 0.642 | 0 | 0.522 | 0 | 0.192 | 0 | 0.668 | 0 | 0.682 | 0 | 0.278 | 0 | 0.978
2024-10-09 01:00 | 0 | 0.226 | 0 | 0.896 | 0 | 0.593 | 0 | 0.529 | 0 | 0.261 | 0 | 0.683 | 0 | 0.661 | 0 | 0.241 | 0 | 0.979
2024-10-09 02:00 | 0 | 0.182 | 0 | 0.887 | 0 | 0.515 | 0 | 0.501 | 0 | 0.351 | 0 | 0.697 | 0 | 0.666 | 0 | 0.243 | 0 | 0.989
2024-10-09 03:00 | 0 | 0.142 | 0 | 0.881 | 0 | 0.467 | 0 | 0.44 | 0 | 0.472 | 0 | 0.69 | 0 | 0.633 | 0 | 0.295 | 0 | 0.991
2024-10-09 04:00 | 0 | 0.13 | 0 | 0.853 | 0 | 0.455 | 0 | 0.386 | 0 | 0.559 | 0 | 0.744 | 0 | 0.568 | 0 | 0.349 | 0 | 0.991
2024-10-09 05:00 | 0 | 0.153 | 0 | 0.801 | 0 | 0.503 | 0 | 0.376 | 0 | 0.614 | 0 | 0.674 | 0 | 0.53 | 0 | 0.331 | 0 | 0.983
2024-10-09 06:00 | 0.027 | 0.147 | 0.049 | 0.758 | 0.059 | 0.482 | 0.062 | 0.404 | 0.061 | 0.58 | 0.007 | 0.651 | 0.054 | 0.447 | 0.002 | 0.264 | 0.02 | 0.963
2024-10-09 07:00 | 0.168 | 0.074 | 0.27 | 0.718 | 0.26 | 0.599 | 0.249 | 0.649 | 0.232 | 0.715 | 0.115 | 0.773 | 0.261 | 0.334 | 0.151 | 0.18 | 0.087 | 0.952
2024-10-09 08:00 | 0.36 | 0.024 | 0.49 | 0.465 | 0.44 | 0.618 | 0.441 | 0.757 | 0.425 | 0.618 | 0.28 | 0.854 | 0.46 | 0.355 | 0.384 | 0.2 | 0.188 | 0.934
2024-10-09 09:00 | 0.455 | 0.011 | 0.654 | 0.194 | 0.591 | 0.413 | 0.584 | 0.792 | 0.505 | 0.441 | 0.467 | 0.859 | 0.607 | 0.189 | 0.584 | 0.153 | 0.322 | 0.903
2024-10-09 10:00 | 0.655 | 0.014 | 0.758 | 0.058 | 0.704 | 0.188 | 0.661 | 0.788 | 0.595 | 0.261 | 0.59 | 0.845 | 0.702 | 0.051 | 0.728 | 0.107 | 0.473 | 0.854
2024-10-09 11:00 | 0.769 | 0.034 | 0.801 | 0.011 | 0.753 | 0.085 | 0.698 | 0.781 | 0.644 | 0.163 | 0.656 | 0.815 | 0.749 | 0.009 | 0.816 | 0.086 | 0.582 | 0.801
2024-10-09 12:00 | 0.804 | 0.069 | 0.785 | 0.001 | 0.719 | 0.038 | 0.682 | 0.779 | 0.566 | 0.088 | 0.701 | 0.772 | 0.749 | 0.001 | 0.852 | 0.057 | 0.685 | 0.775
2024-10-09 13:00 | 0.762 | 0.099 | 0.71 | 0 | 0.598 | 0.002 | 0.639 | 0.781 | 0.454 | 0.044 | 0.689 | 0.7 | 0.705 | 0 | 0.837 | 0.029 | 0.674 | 0.782
2024-10-09 14:00 | 0.641 | 0.185 | 0.587 | 0 | 0.537 | 0 | 0.544 | 0.808 | 0.331 | 0.084 | 0.574 | 0.602 | 0.618 | 0 | 0.77 | 0.048 | 0.583 | 0.78
2024-10-09 15:00 | 0.547 | 0.343 | 0.424 | 0.002 | 0.38 | 0 | 0.412 | 0.856 | 0.195 | 0.157 | 0.434 | 0.501 | 0.477 | 0 | 0.652 | 0.155 | 0.418 | 0.728
2024-10-09 16:00 | 0.355 | 0.476 | 0.252 | 0.003 | 0.213 | 0.021 | 0.241 | 0.888 | 0.097 | 0.488 | 0.293 | 0.418 | 0.291 | 0.002 | 0.467 | 0.323 | 0.224 | 0.607
2024-10-09 17:00 | 0.123 | 0.525 | 0.094 | 0.004 | 0.057 | 0.318 | 0.058 | 0.896 | 0.026 | 0.754 | 0.162 | 0.338 | 0.09 | 0.089 | 0.19 | 0.421 | 0.052 | 0.444
2024-10-09 18:00 | 0.003 | 0.601 | 0.002 | 0.015 | 0 | 0.71 | 0 | 0.891 | 0 | 0.827 | 0.015 | 0.296 | 0 | 0.422 | 0.031 | 0.432 | 0 | 0.298
2024-10-09 19:00 | 0 | 0.584 | 0 | 0.075 | 0 | 0.835 | 0 | 0.914 | 0 | 0.821 | 0 | 0.323 | 0 | 0.767 | 0 | 0.432 | 0 | 0.238
2024-10-09 20:00 | 0 | 0.544 | 0 | 0.225 | 0 | 0.828 | 0 | 0.941 | 0 | 0.783 | 0 | 0.407 | 0 | 0.866 | 0 | 0.459 | 0 | 0.234
2024-10-09 21:00 | 0 | 0.557 | 0 | 0.39 | 0 | 0.797 | 0 | 0.943 | 0 | 0.762 | 0 | 0.538 | 0 | 0.87 | 0 | 0.466 | 0 | 0.197
2024-10-09 22:00 | 0 | 0.624 | 0 | 0.425 | 0 | 0.778 | 0 | 0.919 | 0 | 0.752 | 0 | 0.636 | 0 | 0.823 | 0 | 0.407 | 0 | 0.113
2024-10-09 23:00 | 0 | 0.589 | 0 | 0.429 | 0 | 0.713 | 0 | 0.861 | 0 | 0.69 | 0 | 0.678 | 0 | 0.717 | 0 | 0.383 | 0 | 0.043
2024-10-10 | 0 | 0.51 | 0 | 0.362 | 0 | 0.6 | 0 | 0.755 | 0 | 0.569 | 0 | 0.685 | 0 | 0.568 | 0 | 0.366 | 0 | 0.015
2024-10-10 01:00 | 0 | 0.451 | 0 | 0.284 | 0 | 0.468 | 0 | 0.523 | 0 | 0.457 | 0 | 0.699 | 0 | 0.422 | 0 | 0.328 | 0 | 0.004
2024-10-10 02:00 | 0 | 0.374 | 0 | 0.27 | 0 | 0.314 | 0 | 0.341 | 0 | 0.307 | 0 | 0.718 | 0 | 0.332 | 0 | 0.294 | 0 | 0.001
2024-10-10 03:00 | 0 | 0.261 | 0 | 0.313 | 0 | 0.229 | 0 | 0.334 | 0 | 0.167 | 0 | 0.74 | 0 | 0.273 | 0 | 0.31 | 0 | 0
2024-10-10 04:00 | 0 | 0.225 | 0 | 0.395 | 0 | 0.201 | 0 | 0.386 | 0 | 0.116 | 0 | 0.769 | 0 | 0.255 | 0 | 0.33 | 0 | 0.004
2024-10-10 05:00 | 0 | 0.237 | 0 | 0.507 | 0 | 0.22 | 0 | 0.441 | 0 | 0.139 | 0 | 0.776 | 0 | 0.278 | 0 | 0.283 | 0 | 0.02
2024-10-10 06:00 | 0.044 | 0.184 | 0.05 | 0.505 | 0.029 | 0.249 | 0.063 | 0.552 | 0.023 | 0.196 | 0.009 | 0.728 | 0.019 | 0.27 | 0.003 | 0.212 | 0.091 | 0.038
2024-10-10 07:00 | 0.201 | 0.026 | 0.268 | 0.602 | 0.153 | 0.203 | 0.221 | 0.675 | 0.111 | 0.179 | 0.193 | 0.42 | 0.109 | 0.251 | 0.107 | 0.126 | 0.302 | 0.101
2024-10-10 08:00 | 0.412 | 0.002 | 0.486 | 0.507 | 0.33 | 0.134 | 0.308 | 0.644 | 0.274 | 0.083 | 0.412 | 0.325 | 0.264 | 0.231 | 0.217 | 0.065 | 0.495 | 0.181
2024-10-10 09:00 | 0.615 | 0.007 | 0.65 | 0.337 | 0.504 | 0.088 | 0.363 | 0.59 | 0.405 | 0.029 | 0.577 | 0.648 | 0.486 | 0.2 | 0.288 | 0.028 | 0.619 | 0.237
2024-10-10 10:00 | 0.748 | 0.002 | 0.753 | 0.233 | 0.636 | 0.054 | 0.474 | 0.498 | 0.522 | 0.014 | 0.689 | 0.586 | 0.616 | 0.171 | 0.562 | 0.006 | 0.745 | 0.323
2024-10-10 11:00 | 0.788 | 0 | 0.807 | 0.192 | 0.706 | 0.038 | 0.498 | 0.363 | 0.63 | 0.008 | 0.753 | 0.448 | 0.712 | 0.134 | 0.743 | 0.004 | 0.815 | 0.442
2024-10-10 12:00 | 0.803 | 0 | 0.812 | 0.16 | 0.748 | 0.042 | 0.431 | 0.245 | 0.62 | 0.01 | 0.77 | 0.356 | 0.754 | 0.101 | 0.823 | 0.005 | 0.809 | 0.559
2024-10-10 13:00 | 0.765 | 0 | 0.77 | 0.14 | 0.71 | 0.054 | 0.346 | 0.152 | 0.62 | 0.03 | 0.743 | 0.293 | 0.717 | 0.076 | 0.821 | 0.018 | 0.754 | 0.66
2024-10-10 14:00 | 0.675 | 0.04 | 0.681 | 0.127 | 0.61 | 0.071 | 0.287 | 0.097 | 0.572 | 0.048 | 0.674 | 0.228 | 0.625 | 0.059 | 0.758 | 0.075 | 0.647 | 0.727
2024-10-10 15:00 | 0.505 | 0.112 | 0.54 | 0.109 | 0.47 | 0.085 | 0.291 | 0.062 | 0.439 | 0.055 | 0.556 | 0.167 | 0.48 | 0.047 | 0.642 | 0.154 | 0.487 | 0.757
2024-10-10 16:00 | 0.234 | 0.233 | 0.347 | 0.078 | 0.29 | 0.089 | 0.241 | 0.034 | 0.275 | 0.059 | 0.388 | 0.118 | 0.295 | 0.039 | 0.469 | 0.209 | 0.278 | 0.751
2024-10-10 17:00 | 0.061 | 0.343 | 0.121 | 0.042 | 0.089 | 0.097 | 0.061 | 0.029 | 0.075 | 0.084 | 0.181 | 0.09 | 0.096 | 0.041 | 0.248 | 0.255 | 0.056 | 0.704
2024-10-10 18:00 | 0.002 | 0.336 | 0.002 | 0.011 | 0 | 0.189 | 0 | 0.07 | 0 | 0.266 | 0.011 | 0.107 | 0.001 | 0.094 | 0.032 | 0.252 | 0 | 0.602
2024-10-10 19:00 | 0 | 0.304 | 0 | 0.008 | 0 | 0.311 | 0 | 0.115 | 0 | 0.44 | 0 | 0.192 | 0 | 0.18 | 0 | 0.281 | 0 | 0.51
2024-10-10 20:00 | 0 | 0.295 | 0 | 0.051 | 0 | 0.337 | 0 | 0.128 | 0 | 0.379 | 0 | 0.278 | 0 | 0.225 | 0 | 0.328 | 0 | 0.458
2024-10-10 21:00 | 0 | 0.274 | 0 | 0.164 | 0 | 0.32 | 0 | 0.123 | 0 | 0.265 | 0 | 0.298 | 0 | 0.225 | 0 | 0.355 | 0 | 0.457
2024-10-10 22:00 | 0 | 0.215 | 0 | 0.323 | 0 | 0.289 | 0 | 0.112 | 0 | 0.191 | 0 | 0.277 | 0 | 0.194 | 0 | 0.358 | 0 | 0.498
2024-10-10 23:00 | 0 | 0.115 | 0 | 0.464 | 0 | 0.255 | 0 | 0.092 | 0 | 0.146 | 0 | 0.211 | 0 | 0.155 | 0 | 0.337 | 0 | 0.55
2024-10-11 | 0 | 0.023 | 0 | 0.525 | 0 | 0.233 | 0 | 0.067 | 0 | 0.115 | 0 | 0.135 | 0 | 0.13 | 0 | 0.303 | 0 | 0.59
2024-10-11 01:00 | 0 | 0 | 0 | 0.547 | 0 | 0.214 | 0 | 0.045 | 0 | 0.087 | 0 | 0.068 | 0 | 0.112 | 0 | 0.264 | 0 | 0.617
2024-10-11 02:00 | 0 | 0.013 | 0 | 0.525 | 0 | 0.185 | 0 | 0.03 | 0 | 0.055 | 0 | 0.027 | 0 | 0.095 | 0 | 0.227 | 0 | 0.634
2024-10-11 03:00 | 0 | 0.152 | 0 | 0.503 | 0 | 0.156 | 0 | 0.022 | 0 | 0.028 | 0 | 0.037 | 0 | 0.078 | 0 | 0.186 | 0 | 0.637
2024-10-11 04:00 | 0 | 0.316 | 0 | 0.502 | 0 | 0.132 | 0 | 0.018 | 0 | 0.013 | 0 | 0.171 | 0 | 0.065 | 0 | 0.139 | 0 | 0.627
2024-10-11 05:00 | 0 | 0.334 | 0 | 0.525 | 0 | 0.12 | 0 | 0.014 | 0 | 0.006 | 0 | 0.422 | 0 | 0.06 | 0 | 0.122 | 0 | 0.598
2024-10-11 06:00 | 0.05 | 0.214 | 0.047 | 0.462 | 0.067 | 0.084 | 0.079 | 0.006 | 0.081 | 0.002 | 0.009 | 0.562 | 0.055 | 0.041 | 0.003 | 0.127 | 0.1 | 0.525
2024-10-11 07:00 | 0.213 | 0.107 | 0.247 | 0.289 | 0.283 | 0.057 | 0.294 | 0.001 | 0.303 | 0.001 | 0.177 | 0.336 | 0.262 | 0.046 | 0.133 | 0.122 | 0.31 | 0.41
2024-10-11 08:00 | 0.376 | 0.093 | 0.45 | 0.466 | 0.488 | 0.045 | 0.497 | 0 | 0.505 | 0.002 | 0.39 | 0.17 | 0.466 | 0.057 | 0.355 | 0.16 | 0.502 | 0.394
2024-10-11 09:00 | 0.413 | 0.122 | 0.604 | 0.575 | 0.641 | 0.005 | 0.644 | 0 | 0.653 | 0 | 0.557 | 0.343 | 0.623 | 0.041 | 0.534 | 0.183 | 0.643 | 0.423
2024-10-11 10:00 | 0.437 | 0.171 | 0.708 | 0.593 | 0.737 | 0 | 0.734 | 0 | 0.745 | 0 | 0.669 | 0.354 | 0.723 | 0.011 | 0.667 | 0.209 | 0.733 | 0.407
2024-10-11 11:00 | 0.511 | 0.221 | 0.765 | 0.624 | 0.783 | 0.001 | 0.776 | 0 | 0.786 | 0.003 | 0.732 | 0.332 | 0.769 | 0.002 | 0.762 | 0.235 | 0.775 | 0.491
2024-10-11 12:00 | 0.668 | 0.264 | 0.77 | 0.657 | 0.782 | 0.022 | 0.772 | 0 | 0.78 | 0.014 | 0.751 | 0.337 | 0.771 | 0.012 | 0.807 | 0.266 | 0.766 | 0.644
2024-10-11 13:00 | 0.693 | 0.369 | 0.719 | 0.663 | 0.736 | 0.041 | 0.722 | 0.001 | 0.727 | 0.028 | 0.729 | 0.361 | 0.727 | 0.017 | 0.8 | 0.332 | 0.713 | 0.762
2024-10-11 14:00 | 0.597 | 0.522 | 0.611 | 0.629 | 0.641 | 0.056 | 0.626 | 0.005 | 0.636 | 0.037 | 0.665 | 0.41 | 0.633 | 0.021 | 0.741 | 0.42 | 0.606 | 0.85
2024-10-11 15:00 | 0.41 | 0.606 | 0.467 | 0.578 | 0.495 | 0.066 | 0.478 | 0.011 | 0.483 | 0.046 | 0.553 | 0.462 | 0.493 | 0.022 | 0.627 | 0.488 | 0.448 | 0.876
2024-10-11 16:00 | 0.239 | 0.6 | 0.277 | 0.532 | 0.301 | 0.069 | 0.281 | 0.017 | 0.284 | 0.056 | 0.391 | 0.481 | 0.304 | 0.019 | 0.456 | 0.544 | 0.248 | 0.828
2024-10-11 17:00 | 0.086 | 0.541 | 0.095 | 0.491 | 0.086 | 0.073 | 0.064 | 0.027 | 0.07 | 0.076 | 0.185 | 0.467 | 0.094 | 0.024 | 0.241 | 0.58 | 0.052 | 0.556
2024-10-11 18:00 | 0.003 | 0.378 | 0.002 | 0.436 | 0 | 0.116 | 0 | 0.075 | 0 | 0.16 | 0.011 | 0.518 | 0.001 | 0.11 | 0.032 | 0.562 | 0 | 0.26
2024-10-11 19:00 | 0 | 0.198 | 0 | 0.392 | 0 | 0.176 | 0 | 0.134 | 0 | 0.251 | 0 | 0.661 | 0 | 0.265 | 0 | 0.513 | 0 | 0.22
2024-10-11 20:00 | 0 | 0.094 | 0 | 0.345 | 0 | 0.231 | 0 | 0.212 | 0 | 0.282 | 0 | 0.75 | 0 | 0.343 | 0 | 0.479 | 0 | 0.613
2024-10-11 21:00 | 0 | 0.037 | 0 | 0.312 | 0 | 0.283 | 0 | 0.28 | 0 | 0.264 | 0 | 0.826 | 0 | 0.334 | 0 | 0.477 | 0 | 0.756
2024-10-11 22:00 | 0 | 0.025 | 0 | 0.283 | 0 | 0.328 | 0 | 0.316 | 0 | 0.234 | 0 | 0.857 | 0 | 0.278 | 0 | 0.494 | 0 | 0.756
2024-10-11 23:00 | 0 | 0.039 | 0 | 0.261 | 0 | 0.354 | 0 | 0.306 | 0 | 0.235 | 0 | 0.806 | 0 | 0.218 | 0 | 0.535 | 0 | 0.737
2024-10-12 | 0 | 0.058 | 0 | 0.255 | 0 | 0.356 | 0 | 0.285 | 0 | 0.259 | 0 | 0.695 | 0 | 0.174 | 0 | 0.63 | 0 | 0.744
2024-10-12 01:00 | 0 | 0.07 | 0 | 0.238 | 0 | 0.328 | 0 | 0.264 | 0 | 0.271 | 0 | 0.573 | 0 | 0.142 | 0 | 0.672 | 0 | 0.743
2024-10-12 02:00 | 0 | 0.072 | 0 | 0.161 | 0 | 0.285 | 0 | 0.238 | 0 | 0.264 | 0 | 0.433 | 0 | 0.113 | 0 | 0.712 | 0 | 0.726
2024-10-12 03:00 | 0 | 0.068 | 0 | 0.068 | 0 | 0.236 | 0 | 0.21 | 0 | 0.226 | 0 | 0.317 | 0 | 0.084 | 0 | 0.727 | 0 | 0.719
2024-10-12 04:00 | 0 | 0.058 | 0 | 0.014 | 0 | 0.198 | 0 | 0.18 | 0 | 0.166 | 0 | 0.241 | 0 | 0.061 | 0 | 0.744 | 0 | 0.703
2024-10-12 05:00 | 0 | 0.041 | 0 | 0.003 | 0 | 0.175 | 0 | 0.138 | 0 | 0.107 | 0 | 0.179 | 0 | 0.046 | 0 | 0.71 | 0 | 0.67
2024-10-12 06:00 | 0.042 | 0.024 | 0.051 | 0.002 | 0.054 | 0.132 | 0.077 | 0.076 | 0.076 | 0.046 | 0.009 | 0.123 | 0.045 | 0.028 | 0.003 | 0.617 | 0.046 | 0.653
2024-10-12 07:00 | 0.181 | 0.004 | 0.266 | 0 | 0.234 | 0.091 | 0.286 | 0.014 | 0.28 | 0.012 | 0.181 | 0.034 | 0.22 | 0.024 | 0.144 | 0.513 | 0.148 | 0.713
2024-10-12 08:00 | 0.369 | 0.001 | 0.477 | 0.002 | 0.44 | 0.202 | 0.478 | 0.002 | 0.467 | 0.054 | 0.402 | 0.003 | 0.425 | 0.073 | 0.363 | 0.575 | 0.264 | 0.744
2024-10-12 09:00 | 0.542 | 0.008 | 0.629 | 0.305 | 0.599 | 0.251 | 0.619 | 0.014 | 0.607 | 0.132 | 0.576 | 0 | 0.58 | 0.104 | 0.556 | 0.538 | 0.365 | 0.72
2024-10-12 10:00 | 0.663 | 0.034 | 0.732 | 0.539 | 0.707 | 0.25 | 0.709 | 0.058 | 0.696 | 0.138 | 0.693 | 0.007 | 0.691 | 0.095 | 0.696 | 0.367 | 0.517 | 0.697
2024-10-12 11:00 | 0.735 | 0.082 | 0.787 | 0.669 | 0.761 | 0.203 | 0.745 | 0.101 | 0.737 | 0.105 | 0.763 | 0.05 | 0.747 | 0.069 | 0.782 | 0.241 | 0.616 | 0.733
2024-10-12 12:00 | 0.776 | 0.143 | 0.793 | 0.717 | 0.763 | 0.161 | 0.73 | 0.119 | 0.734 | 0.073 | 0.784 | 0.105 | 0.752 | 0.054 | 0.818 | 0.168 | 0.539 | 0.804
2024-10-12 13:00 | 0.732 | 0.231 | 0.755 | 0.73 | 0.721 | 0.142 | 0.681 | 0.13 | 0.671 | 0.055 | 0.759 | 0.154 | 0.712 | 0.051 | 0.805 | 0.118 | 0.468 | 0.851
2024-10-12 14:00 | 0.637 | 0.332 | 0.669 | 0.712 | 0.623 | 0.131 | 0.583 | 0.139 | 0.564 | 0.045 | 0.691 | 0.176 | 0.622 | 0.054 | 0.74 | 0.098 | 0.391 | 0.868
2024-10-12 15:00 | 0.489 | 0.452 | 0.533 | 0.659 | 0.485 | 0.117 | 0.441 | 0.158 | 0.421 | 0.035 | 0.572 | 0.178 | 0.484 | 0.055 | 0.625 | 0.095 | 0.285 | 0.865
2024-10-12 16:00 | 0.295 | 0.587 | 0.345 | 0.551 | 0.279 | 0.1 | 0.263 | 0.205 | 0.244 | 0.023 | 0.402 | 0.16 | 0.289 | 0.053 | 0.457 | 0.1 | 0.157 | 0.855
2024-10-12 17:00 | 0.111 | 0.684 | 0.12 | 0.444 | 0.08 | 0.089 | 0.063 | 0.32 | 0.065 | 0.012 | 0.189 | 0.131 | 0.089 | 0.048 | 0.244 | 0.137 | 0.043 | 0.827
2024-10-12 18:00 | 0.004 | 0.686 | 0.002 | 0.447 | 0 | 0.079 | 0 | 0.54 | 0 | 0.015 | 0.01 | 0.139 | 0.001 | 0.058 | 0.029 | 0.219 | 0 | 0.722
2024-10-12 19:00 | 0 | 0.659 | 0 | 0.528 | 0 | 0.055 | 0 | 0.642 | 0 | 0.078 | 0 | 0.186 | 0 | 0.054 | 0 | 0.333 | 0 | 0.606
2024-10-12 20:00 | 0 | 0.671 | 0 | 0.578 | 0 | 0.021 | 0 | 0.619 | 0 | 0.212 | 0 | 0.233 | 0 | 0.029 | 0 | 0.39 | 0 | 0.512
2024-10-12 21:00 | 0 | 0.743 | 0 | 0.559 | 0 | 0.014 | 0 | 0.607 | 0 | 0.371 | 0 | 0.3 | 0 | 0.006 | 0 | 0.376 | 0 | 0.416
2024-10-12 22:00 | 0 | 0.768 | 0 | 0.469 | 0 | 0.054 | 0 | 0.61 | 0 | 0.413 | 0 | 0.367 | 0 | 0.004 | 0 | 0.297 | 0 | 0.308
2024-10-12 23:00 | 0 | 0.765 | 0 | 0.353 | 0 | 0.27 | 0 | 0.653 | 0 | 0.368 | 0 | 0.401 | 0 | 0.144 | 0 | 0.188 | 0 | 0.226
2024-10-13 | 0 | 0.762 | 0 | 0.231 | 0 | 0.501 | 0 | 0.663 | 0 | 0.364 | 0 | 0.398 | 0 | 0.542 | 0 | 0.087 | 0 | 0.179
2024-10-13 01:00 | 0 | 0.779 | 0 | 0.186 | 0 | 0.513 | 0 | 0.663 | 0 | 0.346 | 0 | 0.376 | 0 | 0.708 | 0 | 0.032 | 0 | 0.131
2024-10-13 02:00 | 0 | 0.801 | 0 | 0.368 | 0 | 0.484 | 0 | 0.682 | 0 | 0.338 | 0 | 0.358 | 0 | 0.697 | 0 | 0.012 | 0 | 0.084
2024-10-13 03:00 | 0 | 0.823 | 0 | 0.627 | 0 | 0.402 | 0 | 0.677 | 0 | 0.293 | 0 | 0.325 | 0 | 0.624 | 0 | 0.006 | 0 | 0.05
2024-10-13 04:00 | 0 | 0.85 | 0 | 0.701 | 0 | 0.341 | 0 | 0.702 | 0 | 0.221 | 0 | 0.27 | 0 | 0.473 | 0 | 0.013 | 0 | 0.041
2024-10-13 05:00 | 0 | 0.876 | 0 | 0.679 | 0 | 0.363 | 0 | 0.695 | 0 | 0.177 | 0 | 0.225 | 0 | 0.364 | 0 | 0.017 | 0 | 0.053
2024-10-13 06:00 | 0.061 | 0.88 | 0.052 | 0.575 | 0.051 | 0.466 | 0.059 | 0.724 | 0.064 | 0.135 | 0.01 | 0.203 | 0.043 | 0.461 | 0.004 | 0.037 | 0.072 | 0.061
2024-10-13 07:00 | 0.272 | 0.942 | 0.262 | 0.538 | 0.252 | 0.605 | 0.266 | 0.699 | 0.243 | 0.076 | 0.178 | 0.153 | 0.22 | 0.56 | 0.147 | 0.061 | 0.254 | 0.118
2024-10-13 08:00 | 0.477 | 0.964 | 0.47 | 0.454 | 0.468 | 0.58 | 0.466 | 0.544 | 0.46 | 0.036 | 0.39 | 0.047 | 0.438 | 0.529 | 0.348 | 0.099 | 0.468 | 0.199
2024-10-13 09:00 | 0.627 | 0.942 | 0.624 | 0.198 | 0.624 | 0.48 | 0.625 | 0.347 | 0.624 | 0.035 | 0.556 | 0.068 | 0.605 | 0.476 | 0.548 | 0.119 | 0.596 | 0.296
2024-10-13 10:00 | 0.722 | 0.851 | 0.721 | 0.131 | 0.724 | 0.358 | 0.725 | 0.201 | 0.722 | 0.057 | 0.67 | 0.193 | 0.701 | 0.345 | 0.695 | 0.186 | 0.688 | 0.425
2024-10-13 11:00 | 0.77 | 0.659 | 0.772 | 0.255 | 0.769 | 0.265 | 0.765 | 0.122 | 0.765 | 0.088 | 0.733 | 0.368 | 0.751 | 0.233 | 0.79 | 0.302 | 0.717 | 0.586
2024-10-13 12:00 | 0.771 | 0.444 | 0.777 | 0.402 | 0.768 | 0.191 | 0.758 | 0.079 | 0.762 | 0.109 | 0.751 | 0.529 | 0.754 | 0.158 | 0.827 | 0.435 | 0.702 | 0.753
2024-10-13 13:00 | 0.731 | 0.312 | 0.738 | 0.504 | 0.722 | 0.144 | 0.708 | 0.054 | 0.711 | 0.123 | 0.726 | 0.642 | 0.712 | 0.118 | 0.815 | 0.609 | 0.649 | 0.867
2024-10-13 14:00 | 0.649 | 0.246 | 0.653 | 0.552 | 0.628 | 0.119 | 0.601 | 0.036 | 0.613 | 0.132 | 0.655 | 0.724 | 0.622 | 0.102 | 0.75 | 0.715 | 0.552 | 0.924
2024-10-13 15:00 | 0.516 | 0.311 | 0.519 | 0.532 | 0.483 | 0.102 | 0.446 | 0.051 | 0.454 | 0.127 | 0.531 | 0.792 | 0.484 | 0.092 | 0.634 | 0.693 | 0.446 | 0.953
2024-10-13 16:00 | 0.333 | 0.329 | 0.333 | 0.455 | 0.281 | 0.093 | 0.266 | 0.078 | 0.247 | 0.12 | 0.363 | 0.851 | 0.294 | 0.084 | 0.449 | 0.59 | 0.254 | 0.966
2024-10-13 17:00 | 0.118 | 0.173 | 0.113 | 0.308 | 0.078 | 0.105 | 0.064 | 0.159 | 0.066 | 0.143 | 0.16 | 0.893 | 0.091 | 0.101 | 0.214 | 0.451 | 0.057 | 0.968
2024-10-13 18:00 | 0.004 | 0.454 | 0.003 | 0.179 | 0 | 0.217 | 0 | 0.378 | 0 | 0.337 | 0.015 | 0.873 | 0.001 | 0.208 | 0.032 | 0.285 | 0 | 0.956
2024-10-13 19:00 | 0 | 0.72 | 0 | 0.185 | 0 | 0.407 | 0 | 0.495 | 0 | 0.532 | 0 | 0.813 | 0 | 0.351 | 0 | 0.128 | 0 | 0.938
2024-10-13 20:00 | 0 | 0.762 | 0 | 0.341 | 0 | 0.544 | 0 | 0.438 | 0 | 0.571 | 0 | 0.796 | 0 | 0.431 | 0 | 0.078 | 0 | 0.929
2024-10-13 21:00 | 0 | 0.746 | 0 | 0.512 | 0 | 0.615 | 0 | 0.376 | 0 | 0.597 | 0 | 0.837 | 0 | 0.442 | 0 | 0.083 | 0 | 0.921
2024-10-13 22:00 | 0 | 0.697 | 0 | 0.558 | 0 | 0.655 | 0 | 0.33 | 0 | 0.592 | 0 | 0.83 | 0 | 0.41 | 0 | 0.161 | 0 | 0.917
2024-10-13 23:00 | 0 | 0.626 | 0 | 0.571 | 0 | 0.593 | 0 | 0.266 | 0 | 0.491 | 0 | 0.63 | 0 | 0.337 | 0 | 0.165 | 0 | 0.904
2024-10-14 | 0 | 0.568 | 0 | 0.525 | 0 | 0.475 | 0 | 0.222 | 0 | 0.371 | 0 | 0.439 | 0 | 0.243 | 0 | 0.122 | 0 | 0.778
2024-10-14 01:00 | 0 | 0.47 | 0 | 0.433 | 0 | 0.343 | 0 | 0.189 | 0 | 0.27 | 0 | 0.27 | 0 | 0.127 | 0 | 0.024 | 0 | 0.527
2024-10-14 02:00 | 0 | 0.537 | 0 | 0.364 | 0 | 0.204 | 0 | 0.156 | 0 | 0.184 | 0 | 0.183 | 0 | 0.033 | 0 | 0 | 0 | 0.284
2024-10-14 03:00 | 0 | 0.675 | 0 | 0.488 | 0 | 0.091 | 0 | 0.124 | 0 | 0.12 | 0 | 0.134 | 0 | 0.001 | 0 | 0 | 0 | 0.152
2024-10-14 04:00 | 0 | 0.746 | 0 | 0.57 | 0 | 0.046 | 0 | 0.096 | 0 | 0.085 | 0 | 0.148 | 0 | 0.007 | 0 | 0 | 0 | 0.532
2024-10-14 05:00 | 0 | 0.695 | 0 | 0.528 | 0 | 0.082 | 0 | 0.076 | 0 | 0.083 | 0 | 0.227 | 0 | 0.025 | 0 | 0 | 0 | 0.788
2024-10-14 06:00 | 0.054 | 0.482 | 0.036 | 0.403 | 0.065 | 0.11 | 0.065 | 0.053 | 0.078 | 0.098 | 0.004 | 0.274 | 0.054 | 0.02 | 0.004 | 0.002 | 0.056 | 0.879
2024-10-14 07:00 | 0.236 | 0.472 | 0.172 | 0.297 | 0.264 | 0.171 | 0.274 | 0.012 | 0.285 | 0.185 | 0.072 | 0.22 | 0.245 | 0.043 | 0.152 | 0.006 | 0.177 | 0.974
2024-10-14 08:00 | 0.461 | 0.407 | 0.368 | 0.375 | 0.46 | 0.154 | 0.477 | 0 | 0.478 | 0.312 | 0.207 | 0.167 | 0.441 | 0.058 | 0.374 | 0.016 | 0.35 | 0.991
2024-10-14 09:00 | 0.628 | 0.278 | 0.524 | 0.433 | 0.607 | 0.101 | 0.619 | 0.045 | 0.621 | 0.289 | 0.358 | 0.144 | 0.589 | 0.044 | 0.568 | 0.011 | 0.496 | 0.991
2024-10-14 10:00 | 0.748 | 0.205 | 0.561 | 0.38 | 0.695 | 0.077 | 0.708 | 0.103 | 0.711 | 0.201 | 0.504 | 0.033 | 0.681 | 0.045 | 0.708 | 0.002 | 0.643 | 0.991
2024-10-14 11:00 | 0.805 | 0.144 | 0.636 | 0.243 | 0.722 | 0.058 | 0.749 | 0.133 | 0.748 | 0.103 | 0.642 | 0.001 | 0.722 | 0.049 | 0.792 | 0.003 | 0.772 | 0.981
2024-10-14 12:00 | 0.811 | 0.076 | 0.701 | 0.137 | 0.69 | 0.063 | 0.745 | 0.128 | 0.717 | 0.054 | 0.713 | 0 | 0.718 | 0.068 | 0.827 | 0.027 | 0.774 | 0.955
2024-10-14 13:00 | 0.769 | 0.039 | 0.702 | 0.128 | 0.591 | 0.101 | 0.697 | 0.107 | 0.619 | 0.05 | 0.698 | 0.002 | 0.641 | 0.114 | 0.814 | 0.084 | 0.723 | 0.92
2024-10-14 14:00 | 0.679 | 0.052 | 0.647 | 0.152 | 0.437 | 0.142 | 0.602 | 0.101 | 0.456 | 0.088 | 0.646 | 0.016 | 0.476 | 0.206 | 0.751 | 0.114 | 0.621 | 0.875
2024-10-14 15:00 | 0.538 | 0.115 | 0.523 | 0.171 | 0.285 | 0.139 | 0.455 | 0.133 | 0.269 | 0.187 | 0.551 | 0.052 | 0.294 | 0.297 | 0.634 | 0.106 | 0.466 | 0.8
2024-10-14 16:00 | 0.346 | 0.192 | 0.343 | 0.176 | 0.159 | 0.101 | 0.26 | 0.295 | 0.154 | 0.364 | 0.39 | 0.094 | 0.157 | 0.302 | 0.464 | 0.066 | 0.265 | 0.737
2024-10-14 17:00 | 0.122 | 0.243 | 0.121 | 0.157 | 0.053 | 0.081 | 0.061 | 0.744 | 0.057 | 0.601 | 0.183 | 0.141 | 0.056 | 0.264 | 0.25 | 0.065 | 0.058 | 0.651
2024-10-14 18:00 | 0.004 | 0.245 | 0.003 | 0.181 | 0 | 0.073 | 0 | 0.889 | 0 | 0.697 | 0.015 | 0.295 | 0 | 0.225 | 0.028 | 0.096 | 0 | 0.476
2024-10-14 19:00 | 0 | 0.278 | 0 | 0.248 | 0 | 0.082 | 0 | 0.905 | 0 | 0.583 | 0 | 0.479 | 0 | 0.163 | 0 | 0.118 | 0 | 0.361
2024-10-14 20:00 | 0 | 0.355 | 0 | 0.345 | 0 | 0.284 | 0 | 0.896 | 0 | 0.46 | 0 | 0.393 | 0 | 0.075 | 0 | 0.133 | 0 | 0.326
2024-10-14 21:00 | 0 | 0.425 | 0 | 0.434 | 0 | 0.569 | 0 | 0.781 | 0 | 0.388 | 0 | 0.202 | 0 | 0.007 | 0 | 0.154 | 0 | 0.294
2024-10-14 22:00 | 0 | 0.481 | 0 | 0.497 | 0 | 0.712 | 0 | 0.513 | 0 | 0.332 | 0 | 0.052 | 0 | 0.127 | 0 | 0.168 | 0 | 0.233
2024-10-14 23:00 | 0 | 0.478 | 0 | 0.556 | 0 | 0.644 | 0 | 0.236 | 0 | 0.232 | 0 | 0.002 | 0 | 0.467 | 0 | 0.179 | 0 | 0.14
2024-10-15 | 0 | 0.465 | 0 | 0.624 | 0 | 0.474 | 0 | 0.126 | 0 | 0.137 | 0 | 0 | 0 | 0.459 | 0 | 0.198 | 0 | 0.064
2024-10-15 01:00 | 0 | 0.437 | 0 | 0.678 | 0 | 0.344 | 0 | 0.134 | 0 | 0.105 | 0 | 0.001 | 0 | 0.337 | 0 | 0.223 | 0 | 0.031
2024-10-15 02:00 | 0 | 0.411 | 0 | 0.661 | 0 | 0.214 | 0 | 0.178 | 0 | 0.113 | 0 | 0.025 | 0 | 0.247 | 0 | 0.237 | 0 | 0.035
2024-10-15 03:00 | 0 | 0.42 | 0 | 0.619 | 0 | 0.121 | 0 | 0.256 | 0 | 0.124 | 0 | 0.069 | 0 | 0.148 | 0 | 0.241 | 0 | 0.05
2024-10-15 04:00 | 0 | 0.471 | 0 | 0.574 | 0 | 0.069 | 0 | 0.299 | 0 | 0.114 | 0 | 0.115 | 0 | 0.112 | 0 | 0.243 | 0 | 0.061
2024-10-15 05:00 | 0 | 0.512 | 0 | 0.54 | 0 | 0.041 | 0 | 0.359 | 0 | 0.106 | 0 | 0.168 | 0 | 0.107 | 0 | 0.245 | 0 | 0.077
2024-10-15 06:00 | 0.064 | 0.479 | 0.055 | 0.402 | 0.052 | 0.032 | 0.05 | 0.494 | 0.078 | 0.085 | 0.011 | 0.231 | 0.046 | 0.11 | 0.004 | 0.235 | 0.11 | 0.073
2024-10-15 07:00 | 0.273 | 0.176 | 0.269 | 0.243 | 0.225 | 0.017 | 0.218 | 0.562 | 0.294 | 0.044 | 0.175 | 0.162 | 0.217 | 0.084 | 0.158 | 0.2 | 0.325 | 0.027
2024-10-15 08:00 | 0.476 | 0.006 | 0.478 | 0.195 | 0.475 | 0.007 | 0.457 | 0.503 | 0.497 | 0.024 | 0.383 | 0.07 | 0.445 | 0.05 | 0.382 | 0.181 | 0.518 | 0.026
2024-10-15 09:00 | 0.626 | 0.031 | 0.633 | 0 | 0.631 | 0.01 | 0.625 | 0.374 | 0.645 | 0.022 | 0.544 | 0.214 | 0.608 | 0.045 | 0.574 | 0.196 | 0.662 | 0.044
2024-10-15 10:00 | 0.727 | 0.046 | 0.732 | 0 | 0.726 | 0.025 | 0.728 | 0.297 | 0.738 | 0.038 | 0.658 | 0.376 | 0.708 | 0.046 | 0.713 | 0.185 | 0.754 | 0.076
2024-10-15 11:00 | 0.778 | 0.045 | 0.783 | 0.002 | 0.771 | 0.03 | 0.773 | 0.278 | 0.778 | 0.05 | 0.725 | 0.489 | 0.757 | 0.045 | 0.798 | 0.169 | 0.793 | 0.12
2024-10-15 12:00 | 0.784 | 0.063 | 0.788 | 0.002 | 0.771 | 0.026 | 0.77 | 0.259 | 0.774 | 0.044 | 0.745 | 0.55 | 0.759 | 0.041 | 0.831 | 0.149 | 0.788 | 0.192
2024-10-15 13:00 | 0.745 | 0.11 | 0.749 | 0.002 | 0.726 | 0.02 | 0.72 | 0.218 | 0.725 | 0.034 | 0.721 | 0.539 | 0.716 | 0.035 | 0.816 | 0.144 | 0.734 | 0.282
2024-10-15 14:00 | 0.66 | 0.227 | 0.662 | 0.001 | 0.635 | 0.014 | 0.622 | 0.204 | 0.627 | 0.03 | 0.652 | 0.456 | 0.628 | 0.03 | 0.752 | 0.162 | 0.629 | 0.355
2024-10-15 15:00 | 0.524 | 0.35 | 0.525 | 0 | 0.491 | 0.013 | 0.473 | 0.221 | 0.479 | 0.032 | 0.535 | 0.34 | 0.49 | 0.028 | 0.637 | 0.189 | 0.472 | 0.395
2024-10-15 16:00 | 0.339 | 0.504 | 0.337 | 0 | 0.299 | 0.013 | 0.276 | 0.253 | 0.282 | 0.039 | 0.37 | 0.237 | 0.303 | 0.034 | 0.467 | 0.217 | 0.267 | 0.395
2024-10-15 17:00 | 0.12 | 0.616 | 0.116 | 0 | 0.084 | 0.011 | 0.063 | 0.301 | 0.068 | 0.072 | 0.164 | 0.17 | 0.093 | 0.053 | 0.249 | 0.257 | 0.054 | 0.384
2024-10-15 18:00 | 0.004 | 0.633 | 0.003 | 0 | 0.001 | 0.017 | 0 | 0.391 | 0 | 0.276 | 0.016 | 0.147 | 0.002 | 0.169 | 0.032 | 0.294 | 0 | 0.346
2024-10-15 19:00 | 0 | 0.651 | 0 | 0.001 | 0 | 0.084 | 0 | 0.447 | 0 | 0.538 | 0 | 0.147 | 0 | 0.348 | 0 | 0.341 | 0 | 0.314
2024-10-15 20:00 | 0 | 0.649 | 0 | 0.001 | 0 | 0.284 | 0 | 0.412 | 0 | 0.587 | 0 | 0.169 | 0 | 0.434 | 0 | 0.384 | 0 | 0.328
2024-10-15 21:00 | 0 | 0.642 | 0 | 0.001 | 0 | 0.494 | 0 | 0.364 | 0 | 0.496 | 0 | 0.223 | 0 | 0.448 | 0 | 0.394 | 0 | 0.367
2024-10-15 22:00 | 0 | 0.629 | 0 | 0 | 0 | 0.578 | 0 | 0.328 | 0 | 0.355 | 0 | 0.296 | 0 | 0.425 | 0 | 0.38 | 0 | 0.425
2024-10-15 23:00 | 0 | 0.62 | 0 | 0 | 0 | 0.565 | 0 | 0.304 | 0 | 0.265 | 0 | 0.3 | 0 | 0.394 | 0 | 0.356 | 0 | 0.464
2024-10-16 | 0 | 0.597 | 0 | 0 | 0 | 0.531 | 0 | 0.277 | 0 | 0.205 | 0 | 0.307 | 0 | 0.358 | 0 | 0.312 | 0 | 0.501
2024-10-16 01:00 | 0 | 0.555 | 0 | 0.011 | 0 | 0.47 | 0 | 0.266 | 0 | 0.163 | 0 | 0.384 | 0 | 0.322 | 0 | 0.283 | 0 | 0.551
2024-10-16 02:00 | 0 | 0.495 | 0 | 0.069 | 0 | 0.413 | 0 | 0.268 | 0 | 0.131 | 0 | 0.473 | 0 | 0.261 | 0 | 0.265 | 0 | 0.58
2024-10-16 03:00 | 0 | 0.444 | 0 | 0.167 | 0 | 0.346 | 0 | 0.261 | 0 | 0.094 | 0 | 0.535 | 0 | 0.179 | 0 | 0.259 | 0 | 0.578
2024-10-16 04:00 | 0 | 0.395 | 0 | 0.27 | 0 | 0.274 | 0 | 0.236 | 0 | 0.061 | 0 | 0.63 | 0 | 0.097 | 0 | 0.236 | 0 | 0.559
2024-10-16 05:00 | 0 | 0.358 | 0 | 0.361 | 0 | 0.223 | 0 | 0.202 | 0 | 0.035 | 0 | 0.685 | 0 | 0.055 | 0 | 0.214 | 0 | 0.534
2024-10-16 06:00 | 0.062 | 0.328 | 0.054 | 0.367 | 0.069 | 0.146 | 0.084 | 0.137 | 0.081 | 0.014 | 0.011 | 0.571 | 0.057 | 0.027 | 0.005 | 0.18 | 0.105 | 0.471
2024-10-16 07:00 | 0.26 | 0.122 | 0.257 | 0.181 | 0.277 | 0.128 | 0.303 | 0.108 | 0.292 | 0.003 | 0.134 | 0.32 | 0.256 | 0.03 | 0.136 | 0.118 | 0.312 | 0.43
2024-10-16 08:00 | 0.453 | 0.004 | 0.456 | 0.191 | 0.477 | 0.048 | 0.505 | 0.09 | 0.49 | 0 | 0.344 | 0.154 | 0.457 | 0.011 | 0.325 | 0.061 | 0.503 | 0.566
2024-10-16 09:00 | 0.594 | 0.001 | 0.606 | 0.245 | 0.627 | 0 | 0.653 | 0.088 | 0.634 | 0 | 0.522 | 0.112 | 0.61 | 0 | 0.499 | 0.006 | 0.644 | 0.657
2024-10-16 10:00 | 0.685 | 0 | 0.706 | 0.195 | 0.722 | 0 | 0.746 | 0.094 | 0.725 | 0.001 | 0.641 | 0.309 | 0.708 | 0 | 0.645 | 0 | 0.734 | 0.688
2024-10-16 11:00 | 0.733 | 0 | 0.758 | 0.168 | 0.773 | 0 | 0.787 | 0.097 | 0.773 | 0.001 | 0.687 | 0.444 | 0.761 | 0 | 0.739 | 0 | 0.778 | 0.737
2024-10-16 12:00 | 0.739 | 0.003 | 0.764 | 0.152 | 0.772 | 0 | 0.782 | 0.091 | 0.766 | 0 | 0.683 | 0.504 | 0.762 | 0 | 0.745 | 0.001 | 0.772 | 0.788
2024-10-16 13:00 | 0.702 | 0.061 | 0.726 | 0.126 | 0.725 | 0 | 0.731 | 0.077 | 0.713 | 0 | 0.572 | 0.536 | 0.718 | 0 | 0.742 | 0.006 | 0.72 | 0.823
2024-10-16 14:00 | 0.613 | 0.111 | 0.64 | 0.1 | 0.629 | 0.001 | 0.633 | 0.068 | 0.617 | 0 | 0.446 | 0.516 | 0.626 | 0 | 0.714 | 0.035 | 0.619 | 0.842
2024-10-16 15:00 | 0.472 | 0.231 | 0.506 | 0.072 | 0.485 | 0.002 | 0.483 | 0.067 | 0.468 | 0 | 0.367 | 0.454 | 0.487 | 0 | 0.612 | 0.093 | 0.465 | 0.855
2024-10-16 16:00 | 0.303 | 0.645 | 0.324 | 0.048 | 0.293 | 0.004 | 0.283 | 0.077 | 0.273 | 0.003 | 0.256 | 0.401 | 0.3 | 0 | 0.446 | 0.181 | 0.265 | 0.86
2024-10-16 17:00 | 0.108 | 0.878 | 0.112 | 0.036 | 0.082 | 0.004 | 0.059 | 0.139 | 0.067 | 0.004 | 0.114 | 0.36 | 0.091 | 0 | 0.237 | 0.285 | 0.054 | 0.818
2024-10-16 18:00 | 0.005 | 0.72 | 0.004 | 0.045 | 0.001 | 0.01 | 0 | 0.379 | 0 | 0.064 | 0.016 | 0.305 | 0.002 | 0.025 | 0.037 | 0.35 | 0 | 0.745
2024-10-16 19:00 | 0 | 0.586 | 0 | 0.068 | 0 | 0.058 | 0 | 0.569 | 0 | 0.328 | 0 | 0.249 | 0 | 0.093 | 0 | 0.351 | 0 | 0.663
2024-10-16 20:00 | 0 | 0.59 | 0 | 0.107 | 0 | 0.113 | 0 | 0.566 | 0 | 0.498 | 0 | 0.142 | 0 | 0.12 | 0 | 0.382 | 0 | 0.622
2024-10-16 21:00 | 0 | 0.371 | 0 | 0.168 | 0 | 0.134 | 0 | 0.503 | 0 | 0.518 | 0 | 0.09 | 0 | 0.123 | 0 | 0.379 | 0 | 0.675
2024-10-16 22:00 | 0 | 0.249 | 0 | 0.248 | 0 | 0.154 | 0 | 0.447 | 0 | 0.459 | 0 | 0.116 | 0 | 0.124 | 0 | 0.348 | 0 | 0.68
2024-10-16 23:00 | 0 | 0.322 | 0 | 0.297 | 0 | 0.213 | 0 | 0.382 | 0 | 0.366 | 0 | 0.292 | 0 | 0.135 | 0 | 0.275 | 0 | 0.684
2024-10-17 | 0 | 0.367 | 0 | 0.313 | 0 | 0.28 | 0 | 0.312 | 0 | 0.3 | 0 | 0.568 | 0 | 0.158 | 0 | 0.22 | 0 | 0.704
2024-10-17 01:00 | 0 | 0.33 | 0 | 0.305 | 0 | 0.337 | 0 | 0.247 | 0 | 0.274 | 0 | 0.586 | 0 | 0.186 | 0 | 0.183 | 0 | 0.721
2024-10-17 02:00 | 0 | 0.379 | 0 | 0.273 | 0 | 0.366 | 0 | 0.185 | 0 | 0.258 | 0 | 0.434 | 0 | 0.205 | 0 | 0.143 | 0 | 0.691
2024-10-17 03:00 | 0 | 0.513 | 0 | 0.245 | 0 | 0.362 | 0 | 0.134 | 0 | 0.236 | 0 | 0.348 | 0 | 0.211 | 0 | 0.101 | 0 | 0.571
2024-10-17 04:00 | 0 | 0.535 | 0 | 0.259 | 0 | 0.339 | 0 | 0.093 | 0 | 0.207 | 0 | 0.334 | 0 | 0.208 | 0 | 0.059 | 0 | 0.489
2024-10-17 05:00 | 0 | 0.31 | 0 | 0.3 | 0 | 0.317 | 0 | 0.065 | 0 | 0.172 | 0 | 0.33 | 0 | 0.201 | 0 | 0.032 | 0.001 | 0.379
2024-10-17 06:00 | 0.028 | 0.108 | 0.051 | 0.268 | 0.068 | 0.225 | 0.082 | 0.03 | 0.083 | 0.102 | 0.006 | 0.306 | 0.058 | 0.138 | 0.005 | 0.023 | 0.104 | 0.182
2024-10-17 07:00 | 0.153 | 0.058 | 0.239 | 0.113 | 0.271 | 0.241 | 0.293 | 0.016 | 0.293 | 0.116 | 0.096 | 0.223 | 0.256 | 0.203 | 0.148 | 0.014 | 0.308 | 0.109
2024-10-17 08:00 | 0.385 | 0.083 | 0.444 | 0.059 | 0.467 | 0.286 | 0.49 | 0 | 0.49 | 0.134 | 0.227 | 0.173 | 0.454 | 0.24 | 0.362 | 0.007 | 0.498 | 0.085
2024-10-17 09:00 | 0.58 | 0.102 | 0.599 | 0.007 | 0.612 | 0.196 | 0.636 | 0 | 0.635 | 0.093 | 0.34 | 0.072 | 0.605 | 0.147 | 0.553 | 0.003 | 0.64 | 0.076
2024-10-17 10:00 | 0.687 | 0.105 | 0.702 | 0.025 | 0.707 | 0.107 | 0.727 | 0.001 | 0.724 | 0.035 | 0.426 | 0.032 | 0.703 | 0.071 | 0.692 | 0.001 | 0.731 | 0.065
2024-10-17 11:00 | 0.736 | 0.138 | 0.756 | 0.072 | 0.752 | 0.05 | 0.769 | 0.007 | 0.762 | 0.008 | 0.501 | 0.036 | 0.748 | 0.025 | 0.778 | 0.002 | 0.772 | 0.057
2024-10-17 12:00 | 0.737 | 0.213 | 0.764 | 0.131 | 0.752 | 0.024 | 0.764 | 0.015 | 0.754 | 0.001 | 0.575 | 0.06 | 0.749 | 0.008 | 0.814 | 0.003 | 0.766 | 0.059
2024-10-17 13:00 | 0.683 | 0.286 | 0.727 | 0.193 | 0.705 | 0.015 | 0.714 | 0.02 | 0.701 | 0.001 | 0.614 | 0.095 | 0.705 | 0.003 | 0.801 | 0.009 | 0.712 | 0.069
2024-10-17 14:00 | 0.548 | 0.3 | 0.644 | 0.251 | 0.615 | 0.015 | 0.615 | 0.022 | 0.608 | 0.002 | 0.546 | 0.153 | 0.619 | 0.002 | 0.739 | 0.031 | 0.609 | 0.07
2024-10-17 15:00 | 0.353 | 0.241 | 0.511 | 0.298 | 0.471 | 0.021 | 0.467 | 0.022 | 0.45 | 0.007 | 0.33 | 0.274 | 0.479 | 0.006 | 0.625 | 0.058 | 0.454 | 0.061
2024-10-17 16:00 | 0.157 | 0.167 | 0.328 | 0.334 | 0.26 | 0.034 | 0.272 | 0.024 | 0.249 | 0.011 | 0.183 | 0.431 | 0.289 | 0.014 | 0.458 | 0.077 | 0.255 | 0.035
2024-10-17 17:00 | 0.064 | 0.187 | 0.114 | 0.34 | 0.079 | 0.034 | 0.059 | 0.06 | 0.064 | 0.017 | 0.093 | 0.493 | 0.088 | 0.017 | 0.245 | 0.107 | 0.055 | 0.013
2024-10-17 18:00 | 0.003 | 0.185 | 0.004 | 0.343 | 0.001 | 0.028 | 0 | 0.305 | 0 | 0.082 | 0.02 | 0.425 | 0.002 | 0.024 | 0.034 | 0.145 | 0 | 0.002
2024-10-17 19:00 | 0 | 0.098 | 0 | 0.415 | 0 | 0.029 | 0 | 0.578 | 0 | 0.245 | 0 | 0.329 | 0 | 0.026 | 0 | 0.185 | 0 | 0.001
2024-10-17 20:00 | 0 | 0.046 | 0 | 0.447 | 0 | 0.041 | 0 | 0.59 | 0 | 0.305 | 0 | 0.249 | 0 | 0.008 | 0 | 0.227 | 0 | 0.014
2024-10-17 21:00 | 0 | 0.186 | 0 | 0.414 | 0 | 0.215 | 0 | 0.487 | 0 | 0.307 | 0 | 0.185 | 0 | 0.028 | 0 | 0.27 | 0 | 0.03
2024-10-17 22:00 | 0 | 0.259 | 0 | 0.328 | 0 | 0.362 | 0 | 0.344 | 0 | 0.286 | 0 | 0.167 | 0 | 0.136 | 0 | 0.278 | 0 | 0.028
2024-10-17 23:00 | 0 | 0.135 | 0 | 0.305 | 0 | 0.376 | 0 | 0.201 | 0 | 0.145 | 0 | 0.245 | 0 | 0.266 | 0 | 0.248 | 0 | 0.01
2024-10-18 | 0 | 0.068 | 0 | 0.32 | 0 | 0.432 | 0 | 0.112 | 0 | 0.016 | 0 | 0.39 | 0 | 0.349 | 0 | 0.199 | 0 | 0.003
2024-10-18 01:00 | 0 | 0.021 | 0 | 0.346 | 0 | 0.519 | 0 | 0.058 | 0 | 0.002 | 0 | 0.446 | 0 | 0.364 | 0 | 0.144 | 0 | 0.008
2024-10-18 02:00 | 0 | 0 | 0 | 0.358 | 0 | 0.513 | 0 | 0.031 | 0 | 0.008 | 0 | 0.334 | 0 | 0.331 | 0 | 0.092 | 0 | 0.02
2024-10-18 03:00 | 0 | 0 | 0 | 0.325 | 0 | 0.395 | 0 | 0.023 | 0 | 0.005 | 0 | 0.144 | 0 | 0.264 | 0 | 0.054 | 0 | 0.059
2024-10-18 04:00 | 0 | 0 | 0 | 0.261 | 0 | 0.236 | 0 | 0.032 | 0 | 0.039 | 0 | 0.018 | 0 | 0.169 | 0 | 0.046 | 0 | 0.12
2024-10-18 05:00 | 0 | 0 | 0 | 0.193 | 0 | 0.133 | 0 | 0.061 | 0 | 0.097 | 0 | 0 | 0 | 0.082 | 0 | 0.074 | 0.001 | 0.179
2024-10-18 06:00 | 0.06 | 0 | 0.053 | 0.114 | 0.069 | 0.078 | 0.081 | 0.084 | 0.071 | 0.086 | 0.011 | 0 | 0.057 | 0.026 | 0.006 | 0.074 | 0.088 | 0.179
2024-10-18 07:00 | 0.246 | 0 | 0.246 | 0.015 | 0.27 | 0.035 | 0.286 | 0.095 | 0.268 | 0.04 | 0.159 | 0 | 0.25 | 0.011 | 0.145 | 0.003 | 0.255 | 0.164
2024-10-18 08:00 | 0.441 | 0 | 0.441 | 0 | 0.464 | 0.024 | 0.479 | 0.073 | 0.468 | 0 | 0.373 | 0.013 | 0.444 | 0.05 | 0.365 | 0.001 | 0.414 | 0.106
2024-10-18 09:00 | 0.595 | 0.002 | 0.596 | 0 | 0.611 | 0.018 | 0.623 | 0.025 | 0.616 | 0 | 0.541 | 0.181 | 0.595 | 0.052 | 0.509 | 0.025 | 0.568 | 0.034
2024-10-18 10:00 | 0.697 | 0.007 | 0.698 | 0.019 | 0.706 | 0.02 | 0.715 | 0.011 | 0.712 | 0.001 | 0.663 | 0.291 | 0.694 | 0.05 | 0.62 | 0.031 | 0.672 | 0.013
2024-10-18 11:00 | 0.75 | 0.009 | 0.756 | 0.082 | 0.752 | 0.023 | 0.757 | 0.011 | 0.757 | 0.002 | 0.734 | 0.334 | 0.742 | 0.045 | 0.686 | 0.034 | 0.731 | 0.05
2024-10-18 12:00 | 0.758 | 0.026 | 0.765 | 0.161 | 0.752 | 0.022 | 0.753 | 0.012 | 0.743 | 0.001 | 0.756 | 0.342 | 0.745 | 0.036 | 0.762 | 0.042 | 0.749 | 0.09
2024-10-18 13:00 | 0.72 | 0.091 | 0.729 | 0.242 | 0.701 | 0.025 | 0.704 | 0.012 | 0.664 | 0.001 | 0.734 | 0.345 | 0.704 | 0.03 | 0.777 | 0.073 | 0.708 | 0.093
2024-10-18 14:00 | 0.635 | 0.153 | 0.646 | 0.313 | 0.573 | 0.03 | 0.603 | 0.012 | 0.548 | 0.001 | 0.667 | 0.35 | 0.612 | 0.029 | 0.734 | 0.116 | 0.601 | 0.065
2024-10-18 15:00 | 0.5 | 0.204 | 0.512 | 0.358 | 0.422 | 0.028 | 0.457 | 0.013 | 0.393 | 0.001 | 0.552 | 0.356 | 0.474 | 0.028 | 0.622 | 0.1 | 0.445 | 0.028
2024-10-18 16:00 | 0.321 | 0.248 | 0.325 | 0.347 | 0.237 | 0.019 | 0.265 | 0.018 | 0.22 | 0.001 | 0.387 | 0.361 | 0.287 | 0.025 | 0.452 | 0.079 | 0.234 | 0.013
2024-10-18 17:00 | 0.117 | 0.332 | 0.11 | 0.29 | 0.076 | 0.009 | 0.059 | 0.062 | 0.063 | 0 | 0.181 | 0.337 | 0.088 | 0.022 | 0.238 | 0.114 | 0.055 | 0.033
2024-10-18 18:00 | 0.006 | 0.43 | 0.005 | 0.211 | 0.001 | 0.003 | 0 | 0.289 | 0 | 0.025 | 0.015 | 0.284 | 0.002 | 0.026 | 0.04 | 0.144 | 0 | 0.069
2024-10-18 19:00 | 0 | 0.46 | 0 | 0.183 | 0 | 0.009 | 0 | 0.538 | 0 | 0.167 | 0 | 0.305 | 0 | 0.022 | 0 | 0.107 | 0 | 0.069
2024-10-18 20:00 | 0 | 0.523 | 0 | 0.192 | 0 | 0.034 | 0 | 0.59 | 0 | 0.32 | 0 | 0.303 | 0 | 0.009 | 0 | 0.096 | 0 | 0.025
2024-10-18 21:00 | 0 | 0.566 | 0 | 0.223 | 0 | 0.061 | 0 | 0.503 | 0 | 0.413 | 0 | 0.3 | 0 | 0.001 | 0 | 0.091 | 0 | 0
2024-10-18 22:00 | 0 | 0.472 | 0 | 0.265 | 0 | 0.057 | 0 | 0.358 | 0 | 0.432 | 0 | 0.391 | 0 | 0 | 0 | 0.069 | 0 | 0.001
2024-10-18 23:00 | 0 | 0.227 | 0 | 0.337 | 0 | 0.026 | 0 | 0.247 | 0 | 0.39 | 0 | 0.547 | 0 | 0.003 | 0 | 0.047 | 0 | 0.008
2024-10-19 | 0 | 0.084 | 0 | 0.419 | 0 | 0.016 | 0 | 0.205 | 0 | 0.345 | 0 | 0.612 | 0 | 0.014 | 0 | 0.031 | 0 | 0.015
2024-10-19 01:00 | 0 | 0.037 | 0 | 0.438 | 0 | 0.037 | 0 | 0.213 | 0 | 0.3 | 0 | 0.571 | 0 | 0.035 | 0 | 0.022 | 0 | 0.008
2024-10-19 02:00 | 0 | 0.009 | 0 | 0.367 | 0 | 0.067 | 0 | 0.21 | 0 | 0.254 | 0 | 0.488 | 0 | 0.039 | 0 | 0.018 | 0 | 0.002
2024-10-19 03:00 | 0 | 0.028 | 0 | 0.248 | 0 | 0.069 | 0 | 0.182 | 0 | 0.206 | 0 | 0.375 | 0 | 0.024 | 0 | 0.011 | 0 | 0.002
2024-10-19 04:00 | 0 | 0.388 | 0 | 0.138 | 0 | 0.05 | 0 | 0.138 | 0 | 0.158 | 0 | 0.253 | 0 | 0.009 | 0 | 0.006 | 0 | 0.006
2024-10-19 05:00 | 0 | 0.603 | 0 | 0.076 | 0 | 0.032 | 0 | 0.091 | 0 | 0.113 | 0 | 0.149 | 0 | 0.002 | 0 | 0.004 | 0.001 | 0.034
2024-10-19 06:00 | 0.052 | 0.539 | 0.057 | 0.033 | 0.069 | 0.019 | 0.076 | 0.053 | 0.08 | 0.054 | 0.013 | 0.08 | 0.059 | 0.001 | 0.006 | 0.003 | 0.101 | 0.099
2024-10-19 07:00 | 0.194 | 0.668 | 0.261 | 0.001 | 0.273 | 0.028 | 0.268 | 0.038 | 0.284 | 0.087 | 0.164 | 0.021 | 0.253 | 0.005 | 0.102 | 0.001 | 0.298 | 0.135
2024-10-19 08:00 | 0.397 | 0.708 | 0.458 | 0.091 | 0.466 | 0.034 | 0.456 | 0.009 | 0.477 | 0.236 | 0.361 | 0.03 | 0.448 | 0.008 | 0.267 | 0.003 | 0.487 | 0.157
2024-10-19 09:00 | 0.598 | 0.739 | 0.608 | 0.332 | 0.613 | 0.032 | 0.599 | 0 | 0.621 | 0.22 | 0.532 | 0.031 | 0.596 | 0.004 | 0.43 | 0.013 | 0.626 | 0.177
2024-10-19 10:00 | 0.717 | 0.801 | 0.71 | 0.46 | 0.708 | 0.033 | 0.691 | 0.002 | 0.713 | 0.161 | 0.649 | 0.042 | 0.693 | 0.003 | 0.579 | 0.043 | 0.716 | 0.176
2024-10-19 11:00 | 0.774 | 0.844 | 0.763 | 0.58 | 0.754 | 0.042 | 0.736 | 0.003 | 0.754 | 0.115 | 0.717 | 0.093 | 0.742 | 0.004 | 0.65 | 0.08 | 0.758 | 0.199
2024-10-19 12:00 | 0.786 | 0.87 | 0.768 | 0.669 | 0.748 | 0.068 | 0.732 | 0.003 | 0.751 | 0.104 | 0.74 | 0.178 | 0.744 | 0.013 | 0.711 | 0.092 | 0.754 | 0.227
2024-10-19 13:00 | 0.748 | 0.903 | 0.727 | 0.734 | 0.704 | 0.108 | 0.684 | 0.005 | 0.702 | 0.12 | 0.741 | 0.285 | 0.703 | 0.029 | 0.687 | 0.099 | 0.702 | 0.305
2024-10-19 14:00 | 0.658 | 0.938 | 0.631 | 0.777 | 0.601 | 0.154 | 0.573 | 0.007 | 0.597 | 0.144 | 0.675 | 0.416 | 0.606 | 0.048 | 0.619 | 0.123 | 0.601 | 0.495
2024-10-19 15:00 | 0.523 | 0.962 | 0.498 | 0.803 | 0.455 | 0.197 | 0.408 | 0.006 | 0.438 | 0.169 | 0.559 | 0.54 | 0.46 | 0.068 | 0.505 | 0.155 | 0.443 | 0.688
2024-10-19 16:00 | 0.338 | 0.971 | 0.323 | 0.812 | 0.27 | 0.228 | 0.235 | 0.003 | 0.246 | 0.196 | 0.392 | 0.604 | 0.284 | 0.084 | 0.308 | 0.181 | 0.247 | 0.777
2024-10-19 17:00 | 0.121 | 0.962 | 0.111 | 0.785 | 0.08 | 0.222 | 0.06 | 0.001 | 0.066 | 0.203 | 0.184 | 0.61 | 0.088 | 0.093 | 0.142 | 0.22 | 0.057 | 0.808
2024-10-19 18:00 | 0.007 | 0.92 | 0.005 | 0.682 | 0.001 | 0.182 | 0 | 0 | 0 | 0.216 | 0.015 | 0.588 | 0.002 | 0.096 | 0.034 | 0.236 | 0 | 0.833
2024-10-19 19:00 | 0 | 0.806 | 0 | 0.613 | 0 | 0.144 | 0 | 0.024 | 0 | 0.225 | 0 | 0.666 | 0 | 0.107 | 0 | 0.208 | 0 | 0.83
2024-10-19 20:00 | 0 | 0.624 | 0 | 0.598 | 0 | 0.093 | 0 | 0.138 | 0 | 0.203 | 0 | 0.73 | 0 | 0.107 | 0 | 0.175 | 0 | 0.781
2024-10-19 21:00 | 0 | 0.405 | 0 | 0.62 | 0 | 0.054 | 0 | 0.308 | 0 | 0.159 | 0 | 0.752 | 0 | 0.11 | 0 | 0.173 | 0 | 0.716
2024-10-19 22:00 | 0 | 0.277 | 0 | 0.624 | 0 | 0.035 | 0 | 0.456 | 0 | 0.093 | 0 | 0.737 | 0 | 0.14 | 0 | 0.184 | 0 | 0.657
2024-10-19 23:00 | 0 | 0.243 | 0 | 0.556 | 0 | 0.033 | 0 | 0.556 | 0 | 0.028 | 0 | 0.692 | 0 | 0.191 | 0 | 0.205 | 0 | 0.556
2024-10-20 | 0 | 0.255 | 0 | 0.435 | 0 | 0.048 | 0 | 0.599 | 0 | 0.014 | 0 | 0.63 | 0 | 0.268 | 0 | 0.238 | 0 | 0.425
2024-10-20 01:00 | 0 | 0.286 | 0 | 0.31 | 0 | 0.084 | 0 | 0.603 | 0 | 0.064 | 0 | 0.49 | 0 | 0.362 | 0 | 0.299 | 0 | 0.34
2024-10-20 02:00 | 0 | 0.33 | 0 | 0.214 | 0 | 0.127 | 0 | 0.587 | 0 | 0.132 | 0 | 0.395 | 0 | 0.421 | 0 | 0.329 | 0 | 0.267
2024-10-20 03:00 | 0 | 0.422 | 0 | 0.187 | 0 | 0.171 | 0 | 0.58 | 0 | 0.128 | 0 | 0.334 | 0 | 0.454 | 0 | 0.341 | 0 | 0.204
2024-10-20 04:00 | 0 | 0.538 | 0 | 0.183 | 0 | 0.181 | 0 | 0.561 | 0 | 0.098 | 0 | 0.308 | 0 | 0.448 | 0 | 0.343 | 0 | 0.161
2024-10-20 05:00 | 0 | 0.616 | 0 | 0.179 | 0 | 0.186 | 0 | 0.479 | 0 | 0.066 | 0 | 0.288 | 0 | 0.45 | 0 | 0.358 | 0.001 | 0.144
2024-10-20 06:00 | 0.055 | 0.692 | 0.059 | 0.137 | 0.072 | 0.138 | 0.077 | 0.294 | 0.084 | 0.027 | 0.013 | 0.283 | 0.061 | 0.337 | 0.006 | 0.367 | 0.1 | 0.147
2024-10-20 07:00 | 0.208 | 0.846 | 0.269 | 0.216 | 0.276 | 0.067 | 0.27 | 0.198 | 0.29 | 0.005 | 0.196 | 0.398 | 0.259 | 0.158 | 0.074 | 0.349 | 0.282 | 0.178
2024-10-20 08:00 | 0.373 | 0.927 | 0.479 | 0.583 | 0.47 | 0.058 | 0.462 | 0.187 | 0.479 | 0.009 | 0.42 | 0.317 | 0.45 | 0.077 | 0.181 | 0.402 | 0.445 | 0.17
2024-10-20 09:00 | 0.407 | 0.963 | 0.643 | 0.75 | 0.618 | 0.123 | 0.604 | 0.127 | 0.62 | 0.037 | 0.6 | 0.257 | 0.595 | 0.065 | 0.338 | 0.412 | 0.576 | 0.152
2024-10-20 10:00 | 0.587 | 0.982 | 0.751 | 0.841 | 0.713 | 0.335 | 0.692 | 0.112 | 0.71 | 0.12 | 0.722 | 0.241 | 0.691 | 0.179 | 0.393 | 0.404 | 0.603 | 0.2
2024-10-20 11:00 | 0.719 | 0.991 | 0.808 | 0.878 | 0.757 | 0.568 | 0.728 | 0.125 | 0.749 | 0.277 | 0.79 | 0.261 | 0.735 | 0.37 | 0.511 | 0.406 | 0.634 | 0.337
2024-10-20 12:00 | 0.764 | 0.989 | 0.817 | 0.889 | 0.757 | 0.728 | 0.719 | 0.144 | 0.741 | 0.476 | 0.81 | 0.294 | 0.737 | 0.58 | 0.682 | 0.413 | 0.652 | 0.497
2024-10-20 13:00 | 0.744 | 0.976 | 0.779 | 0.894 | 0.711 | 0.817 | 0.678 | 0.181 | 0.69 | 0.643 | 0.782 | 0.338 | 0.696 | 0.736 | 0.677 | 0.425 | 0.578 | 0.613
2024-10-20 14:00 | 0.649 | 0.947 | 0.69 | 0.882 | 0.623 | 0.87 | 0.575 | 0.228 | 0.598 | 0.757 | 0.709 | 0.394 | 0.614 | 0.837 | 0.61 | 0.452 | 0.455 | 0.698
2024-10-20 15:00 | 0.446 | 0.958 | 0.55 | 0.857 | 0.482 | 0.905 | 0.405 | 0.265 | 0.452 | 0.819 | 0.587 | 0.439 | 0.478 | 0.888 | 0.569 | 0.51 | 0.311 | 0.791
2024-10-20 16:00 | 0.181 | 0.99 | 0.354 | 0.822 | 0.294 | 0.92 | 0.231 | 0.283 | 0.266 | 0.851 | 0.413 | 0.442 | 0.298 | 0.902 | 0.379 | 0.59 | 0.149 | 0.868
2024-10-20 17:00 | 0.04 | 0.989 | 0.119 | 0.765 | 0.08 | 0.889 | 0.06 | 0.229 | 0.064 | 0.82 | 0.193 | 0.382 | 0.088 | 0.861 | 0.214 | 0.674 | 0.037 | 0.899
2024-10-20 18:00 | 0 | 0.976 | 0.004 | 0.644 | 0.002 | 0.783 | 0 | 0.17 | 0 | 0.734 | 0.013 | 0.323 | 0.002 | 0.755 | 0.044 | 0.722 | 0 | 0.891
2024-10-20 19:00 | 0 | 0.943 | 0 | 0.578 | 0 | 0.744 | 0 | 0.149 | 0 | 0.651 | 0 | 0.363 | 0 | 0.746 | 0 | 0.722 | 0 | 0.888
2024-10-20 20:00 | 0 | 0.881 | 0 | 0.54 | 0 | 0.75 | 0 | 0.161 | 0 | 0.522 | 0 | 0.444 | 0 | 0.77 | 0 | 0.716 | 0 | 0.912
2024-10-20 21:00 | 0 | 0.761 | 0 | 0.55 | 0 | 0.74 | 0 | 0.178 | 0 | 0.41 | 0 | 0.525 | 0 | 0.772 | 0 | 0.701 | 0 | 0.95
2024-10-20 22:00 | 0 | 0.566 | 0 | 0.597 | 0 | 0.661 | 0 | 0.193 | 0 | 0.366 | 0 | 0.55 | 0 | 0.732 | 0 | 0.679 | 0 | 0.96
2024-10-20 23:00 | 0 | 0.364 | 0 | 0.599 | 0 | 0.56 | 0 | 0.266 | 0 | 0.43 | 0 | 0.519 | 0 | 0.687 | 0 | 0.636 | 0 | 0.957
2024-10-21 | 0 | 0.232 | 0 | 0.532 | 0 | 0.476 | 0 | 0.432 | 0 | 0.498 | 0 | 0.47 | 0 | 0.654 | 0 | 0.575 | 0 | 0.948
2024-10-21 01:00 | 0 | 0.151 | 0 | 0.447 | 0 | 0.418 | 0 | 0.683 | 0 | 0.507 | 0 | 0.41 | 0 | 0.64 | 0 | 0.535 | 0 | 0.938
2024-10-21 02:00 | 0 | 0.094 | 0 | 0.356 | 0 | 0.389 | 0 | 0.799 | 0 | 0.498 | 0 | 0.353 | 0 | 0.635 | 0 | 0.508 | 0 | 0.919
2024-10-21 03:00 | 0 | 0.06 | 0 | 0.296 | 0 | 0.352 | 0 | 0.765 | 0 | 0.457 | 0 | 0.325 | 0 | 0.604 | 0 | 0.523 | 0 | 0.891
2024-10-21 04:00 | 0 | 0.034 | 0 | 0.231 | 0 | 0.271 | 0 | 0.849 | 0 | 0.387 | 0 | 0.315 | 0 | 0.538 | 0 | 0.516 | 0 | 0.841
2024-10-21 05:00 | 0 | 0.017 | 0 | 0.166 | 0 | 0.172 | 0 | 0.876 | 0 | 0.343 | 0 | 0.328 | 0 | 0.446 | 0 | 0.418 | 0 | 0.733
2024-10-21 06:00 | 0.056 | 0.004 | 0.062 | 0.088 | 0.073 | 0.106 | 0.07 | 0.916 | 0.073 | 0.277 | 0.014 | 0.352 | 0.063 | 0.313 | 0.006 | 0.343 | 0.049 | 0.605
2024-10-21 07:00 | 0.244 | 0.001 | 0.279 | 0.028 | 0.277 | 0.079 | 0.243 | 0.927 | 0.262 | 0.189 | 0.193 | 0.157 | 0.264 | 0.2 | 0.107 | 0.245 | 0.13 | 0.451
2024-10-21 08:00 | 0.442 | 0 | 0.485 | 0.043 | 0.483 | 0.042 | 0.408 | 0.918 | 0.464 | 0.142 | 0.406 | 0.071 | 0.463 | 0.161 | 0.294 | 0.159 | 0.188 | 0.251
2024-10-21 09:00 | 0.645 | 0.002 | 0.644 | 0.073 | 0.632 | 0.07 | 0.571 | 0.901 | 0.624 | 0.079 | 0.578 | 0.097 | 0.61 | 0.062 | 0.466 | 0.047 | 0.228 | 0.103
2024-10-21 10:00 | 0.769 | 0.013 | 0.748 | 0.158 | 0.724 | 0.155 | 0.668 | 0.868 | 0.725 | 0.076 | 0.697 | 0.206 | 0.692 | 0.084 | 0.6 | 0.003 | 0.269 | 0.039
2024-10-21 11:00 | 0.825 | 0.049 | 0.8 | 0.334 | 0.746 | 0.316 | 0.723 | 0.789 | 0.77 | 0.18 | 0.766 | 0.356 | 0.732 | 0.167 | 0.677 | 0 | 0.314 | 0.03
2024-10-21 12:00 | 0.832 | 0.097 | 0.803 | 0.523 | 0.735 | 0.523 | 0.718 | 0.674 | 0.764 | 0.418 | 0.787 | 0.516 | 0.728 | 0.278 | 0.776 | 0 | 0.3 | 0.048
2024-10-21 13:00 | 0.788 | 0.278 | 0.76 | 0.661 | 0.679 | 0.658 | 0.685 | 0.599 | 0.712 | 0.676 | 0.763 | 0.639 | 0.667 | 0.368 | 0.811 | 0.002 | 0.299 | 0.093
2024-10-21 14:00 | 0.697 | 0.552 | 0.666 | 0.739 | 0.576 | 0.706 | 0.599 | 0.593 | 0.616 | 0.803 | 0.693 | 0.679 | 0.566 | 0.46 | 0.741 | 0.045 | 0.227 | 0.186
2024-10-21 15:00 | 0.551 | 0.743 | 0.517 | 0.75 | 0.422 | 0.702 | 0.459 | 0.63 | 0.47 | 0.842 | 0.574 | 0.663 | 0.409 | 0.578 | 0.562 | 0.164 | 0.161 | 0.311
2024-10-21 16:00 | 0.35 | 0.83 | 0.326 | 0.68 | 0.228 | 0.687 | 0.267 | 0.687 | 0.276 | 0.845 | 0.402 | 0.62 | 0.242 | 0.698 | 0.421 | 0.21 | 0.091 | 0.416
2024-10-21 17:00 | 0.121 | 0.868 | 0.109 | 0.627 | 0.069 | 0.693 | 0.063 | 0.733 | 0.068 | 0.845 | 0.187 | 0.635 | 0.083 | 0.737 | 0.202 | 0.22 | 0.026 | 0.481
2024-10-21 18:00 | 0.008 | 0.878 | 0.006 | 0.652 | 0.001 | 0.697 | 0 | 0.733 | 0 | 0.813 | 0.014 | 0.737 | 0.002 | 0.657 | 0.044 | 0.187 | 0 | 0.505
2024-10-21 19:00 | 0 | 0.891 | 0 | 0.748 | 0 | 0.795 | 0 | 0.725 | 0 | 0.779 | 0 | 0.839 | 0 | 0.642 | 0 | 0.129 | 0 | 0.56
2024-10-21 20:00 | 0 | 0.891 | 0 | 0.769 | 0 | 0.836 | 0 | 0.723 | 0 | 0.757 | 0 | 0.827 | 0 | 0.746 | 0 | 0.075 | 0 | 0.625
2024-10-21 21:00 | 0 | 0.897 | 0 | 0.773 | 0 | 0.862 | 0 | 0.7 | 0 | 0.718 | 0 | 0.822 | 0 | 0.84 | 0 | 0.043 | 0 | 0.707
2024-10-21 22:00 | 0 | 0.879 | 0 | 0.735 | 0 | 0.872 | 0 | 0.667 | 0 | 0.669 | 0 | 0.806 | 0 | 0.832 | 0 | 0.035 | 0 | 0.778
2024-10-21 23:00 | 0 | 0.822 | 0 | 0.671 | 0 | 0.828 | 0 | 0.601 | 0 | 0.668 | 0 | 0.735 | 0 | 0.705 | 0 | 0.058 | 0 | 0.813
2024-10-22 | 0 | 0.759 | 0 | 0.644 | 0 | 0.779 | 0 | 0.559 | 0 | 0.677 | 0 | 0.586 | 0 | 0.547 | 0 | 0.111 | 0 | 0.85
2024-10-22 01:00 | 0 | 0.683 | 0 | 0.661 | 0 | 0.742 | 0 | 0.535 | 0 | 0.544 | 0 | 0.583 | 0 | 0.484 | 0 | 0.172 | 0 | 0.885
2024-10-22 02:00 | 0 | 0.492 | 0 | 0.675 | 0 | 0.692 | 0 | 0.504 | 0 | 0.372 | 0 | 0.544 | 0 | 0.507 | 0 | 0.234 | 0 | 0.911
2024-10-22 03:00 | 0 | 0.176 | 0 | 0.682 | 0 | 0.682 | 0 | 0.366 | 0 | 0.301 | 0 | 0.469 | 0 | 0.532 | 0 | 0.251 | 0 | 0.921
2024-10-22 04:00 | 0 | 0.034 | 0 | 0.644 | 0 | 0.698 | 0 | 0.181 | 0 | 0.34 | 0 | 0.394 | 0 | 0.517 | 0 | 0.264 | 0 | 0.926
2024-10-22 05:00 | 0 | 0.16 | 0 | 0.505 | 0 | 0.693 | 0 | 0.138 | 0 | 0.379 | 0 | 0.27 | 0 | 0.491 | 0 | 0.219 | 0.001 | 0.925
2024-10-22 06:00 | 0.072 | 0.607 | 0.06 | 0.272 | 0.059 | 0.77 | 0.057 | 0.205 | 0.072 | 0.523 | 0.017 | 0.204 | 0.053 | 0.505 | 0.007 | 0.182 | 0.063 | 0.926
2024-10-22 07:00 | 0.279 | 0.899 | 0.211 | 0.309 | 0.22 | 0.839 | 0.203 | 0.299 | 0.242 | 0.665 | 0.173 | 0.239 | 0.182 | 0.554 | 0.105 | 0.243 | 0.213 | 0.896
2024-10-22 08:00 | 0.485 | 0.957 | 0.366 | 0.392 | 0.43 | 0.868 | 0.361 | 0.365 | 0.432 | 0.734 | 0.319 | 0.186 | 0.356 | 0.58 | 0.237 | 0.41 | 0.383 | 0.823
2024-10-22 09:00 | 0.645 | 0.971 | 0.547 | 0.371 | 0.572 | 0.862 | 0.541 | 0.456 | 0.598 | 0.79 | 0.518 | 0.128 | 0.523 | 0.584 | 0.419 | 0.599 | 0.546 | 0.706
2024-10-22 10:00 | 0.752 | 0.981 | 0.69 | 0.481 | 0.691 | 0.831 | 0.691 | 0.481 | 0.704 | 0.819 | 0.649 | 0.08 | 0.671 | 0.601 | 0.546 | 0.71 | 0.69 | 0.444
2024-10-22 11:00 | 0.805 | 0.983 | 0.728 | 0.635 | 0.735 | 0.789 | 0.711 | 0.458 | 0.75 | 0.804 | 0.693 | 0.061 | 0.719 | 0.599 | 0.684 | 0.707 | 0.754 | 0.248
2024-10-22 12:00 | 0.807 | 0.979 | 0.691 | 0.707 | 0.723 | 0.77 | 0.666 | 0.495 | 0.722 | 0.788 | 0.73 | 0.068 | 0.719 | 0.592 | 0.75 | 0.704 | 0.753 | 0.437
2024-10-22 13:00 | 0.764 | 0.967 | 0.715 | 0.72 | 0.687 | 0.767 | 0.582 | 0.538 | 0.646 | 0.79 | 0.727 | 0.073 | 0.687 | 0.574 | 0.767 | 0.655 | 0.707 | 0.71
2024-10-22 14:00 | 0.674 | 0.954 | 0.652 | 0.706 | 0.61 | 0.761 | 0.478 | 0.503 | 0.553 | 0.797 | 0.671 | 0.082 | 0.606 | 0.552 | 0.653 | 0.615 | 0.6 | 0.851
2024-10-22 15:00 | 0.533 | 0.937 | 0.506 | 0.675 | 0.474 | 0.745 | 0.361 | 0.364 | 0.428 | 0.778 | 0.541 | 0.119 | 0.468 | 0.537 | 0.406 | 0.671 | 0.45 | 0.923
2024-10-22 16:00 | 0.337 | 0.906 | 0.284 | 0.59 | 0.286 | 0.71 | 0.226 | 0.192 | 0.256 | 0.726 | 0.321 | 0.155 | 0.285 | 0.505 | 0.208 | 0.697 | 0.258 | 0.926
2024-10-22 17:00 | 0.123 | 0.865 | 0.11 | 0.435 | 0.082 | 0.649 | 0.066 | 0.101 | 0.069 | 0.646 | 0.124 | 0.136 | 0.09 | 0.436 | 0.095 | 0.54 | 0.06 | 0.896
2024-10-22 18:00 | 0.009 | 0.739 | 0.007 | 0.308 | 0.002 | 0.497 | 0 | 0.095 | 0.001 | 0.527 | 0.027 | 0.122 | 0.003 | 0.278 | 0.031 | 0.233 | 0 | 0.849
2024-10-22 19:00 | 0 | 0.435 | 0 | 0.302 | 0 | 0.364 | 0 | 0.157 | 0 | 0.447 | 0 | 0.145 | 0 | 0.156 | 0 | 0.163 | 0 | 0.789
2024-10-22 20:00 | 0 | 0.27 | 0 | 0.22 | 0 | 0.195 | 0 | 0.386 | 0 | 0.332 | 0 | 0.122 | 0 | 0.079 | 0 | 0.12 | 0 | 0.746
2024-10-22 21:00 | 0 | 0.238 | 0 | 0.134 | 0 | 0.101 | 0 | 0.507 | 0 | 0.242 | 0 | 0.078 | 0 | 0.068 | 0 | 0.112 | 0 | 0.69
2024-10-22 22:00 | 0 | 0.183 | 0 | 0.189 | 0 | 0.053 | 0 | 0.514 | 0 | 0.212 | 0 | 0.043 | 0 | 0.073 | 0 | 0.123 | 0 | 0.586
2024-10-22 23:00 | 0 | 0.132 | 0 | 0.251 | 0 | 0.034 | 0 | 0.499 | 0 | 0.223 | 0 | 0.019 | 0 | 0.09 | 0 | 0.121 | 0 | 0.466
2024-10-23 | 0 | 0.106 | 0 | 0.301 | 0 | 0.041 | 0 | 0.473 | 0 | 0.234 | 0 | 0.011 | 0 | 0.162 | 0 | 0.119 | 0 | 0.42
2024-10-23 01:00 | 0 | 0.135 | 0 | 0.294 | 0 | 0.061 | 0 | 0.494 | 0 | 0.233 | 0 | 0.017 | 0 | 0.297 | 0 | 0.118 | 0 | 0.393
2024-10-23 02:00 | 0 | 0.128 | 0 | 0.231 | 0 | 0.068 | 0 | 0.481 | 0 | 0.22 | 0 | 0.048 | 0 | 0.394 | 0 | 0.114 | 0 | 0.312
2024-10-23 03:00 | 0 | 0.101 | 0 | 0.139 | 0 | 0.049 | 0 | 0.447 | 0 | 0.195 | 0 | 0.131 | 0 | 0.385 | 0 | 0.12 | 0 | 0.245
2024-10-23 04:00 | 0 | 0.1 | 0 | 0.054 | 0 | 0.025 | 0 | 0.445 | 0 | 0.165 | 0 | 0.231 | 0 | 0.313 | 0 | 0.139 | 0 | 0.191
2024-10-23 05:00 | 0 | 0.084 | 0 | 0.013 | 0 | 0.015 | 0 | 0.458 | 0 | 0.14 | 0 | 0.32 | 0 | 0.27 | 0 | 0.178 | 0.001 | 0.107
2024-10-23 06:00 | 0.068 | 0.042 | 0.064 | 0.005 | 0.073 | 0.008 | 0.06 | 0.462 | 0.079 | 0.082 | 0.015 | 0.389 | 0.063 | 0.206 | 0.002 | 0.206 | 0.073 | 0.029
2024-10-23 07:00 | 0.251 | 0.017 | 0.257 | 0 | 0.276 | 0 | 0.208 | 0.487 | 0.268 | 0.206 | 0.19 | 0.201 | 0.258 | 0.041 | 0.075 | 0.195 | 0.287 | 0.006
2024-10-23 08:00 | 0.385 | 0.026 | 0.467 | 0.009 | 0.469 | 0.05 | 0.378 | 0.568 | 0.455 | 0.435 | 0.359 | 0.148 | 0.45 | 0.001 | 0.204 | 0.241 | 0.501 | 0
2024-10-23 09:00 | 0.51 | 0.043 | 0.63 | 0.078 | 0.617 | 0.196 | 0.535 | 0.511 | 0.6 | 0.526 | 0.391 | 0.315 | 0.598 | 0.058 | 0.219 | 0.413 | 0.647 | 0
2024-10-23 10:00 | 0.628 | 0.045 | 0.749 | 0.178 | 0.713 | 0.355 | 0.646 | 0.454 | 0.692 | 0.578 | 0.564 | 0.514 | 0.695 | 0.159 | 0.24 | 0.605 | 0.726 | 0.009
2024-10-23 11:00 | 0.644 | 0.055 | 0.799 | 0.337 | 0.76 | 0.465 | 0.675 | 0.426 | 0.738 | 0.592 | 0.746 | 0.637 | 0.739 | 0.246 | 0.245 | 0.671 | 0.784 | 0.129
2024-10-23 12:00 | 0.333 | 0.141 | 0.798 | 0.504 | 0.759 | 0.538 | 0.678 | 0.412 | 0.734 | 0.594 | 0.756 | 0.697 | 0.739 | 0.31 | 0.412 | 0.744 | 0.783 | 0.384
2024-10-23 13:00 | 0.362 | 0.386 | 0.677 | 0.655 | 0.713 | 0.602 | 0.608 | 0.376 | 0.684 | 0.606 | 0.653 | 0.741 | 0.694 | 0.368 | 0.462 | 0.799 | 0.731 | 0.541
2024-10-23 14:00 | 0.346 | 0.438 | 0.609 | 0.75 | 0.612 | 0.655 | 0.423 | 0.334 | 0.58 | 0.63 | 0.61 | 0.755 | 0.596 | 0.42 | 0.539 | 0.858 | 0.629 | 0.583
2024-10-23 15:00 | 0.224 | 0.516 | 0.518 | 0.785 | 0.469 | 0.679 | 0.303 | 0.302 | 0.428 | 0.648 | 0.564 | 0.727 | 0.459 | 0.476 | 0.365 | 0.901 | 0.466 | 0.568
2024-10-23 16:00 | 0.169 | 0.569 | 0.331 | 0.819 | 0.281 | 0.663 | 0.151 | 0.336 | 0.237 | 0.62 | 0.398 | 0.658 | 0.28 | 0.507 | 0.211 | 0.892 | 0.238 | 0.559
2024-10-23 17:00 | 0.075 | 0.586 | 0.109 | 0.879 | 0.078 | 0.57 | 0.043 | 0.424 | 0.067 | 0.507 | 0.187 | 0.584 | 0.086 | 0.444 | 0.111 | 0.858 | 0.055 | 0.527
2024-10-23 18:00 | 0.008 | 0.532 | 0.007 | 0.898 | 0.002 | 0.452 | 0 | 0.544 | 0.001 | 0.459 | 0.018 | 0.556 | 0.003 | 0.332 | 0.031 | 0.816 | 0 | 0.504
2024-10-23 19:00 | 0 | 0.429 | 0 | 0.864 | 0 | 0.362 | 0 | 0.532 | 0 | 0.481 | 0 | 0.7 | 0 | 0.235 | 0 | 0.813 | 0 | 0.528
2024-10-23 20:00 | 0 | 0.343 | 0 | 0.824 | 0 | 0.249 | 0 | 0.438 | 0 | 0.501 | 0 | 0.75 | 0 | 0.131 | 0 | 0.82 | 0 | 0.604
2024-10-23 21:00 | 0 | 0.22 | 0 | 0.794 | 0 | 0.147 | 0 | 0.328 | 0 | 0.568 | 0 | 0.723 | 0 | 0.053 | 0 | 0.851 | 0 | 0.675
2024-10-23 22:00 | 0 | 0.13 | 0 | 0.764 | 0 | 0.093 | 0 | 0.239 | 0 | 0.599 | 0 | 0.68 | 0 | 0.016 | 0 | 0.887 | 0 | 0.739
2024-10-23 23:00 | 0 | 0.077 | 0 | 0.724 | 0 | 0.164 | 0 | 0.187 | 0 | 0.584 | 0 | 0.654 | 0 | 0.012 | 0 | 0.92 | 0 | 0.773
2024-10-24 | 0 | 0.088 | 0 | 0.669 | 0 | 0.367 | 0 | 0.177 | 0 | 0.556 | 0 | 0.622 | 0 | 0.127 | 0 | 0.941 | 0 | 0.778
2024-10-24 01:00 | 0 | 0.17 | 0 | 0.613 | 0 | 0.521 | 0 | 0.186 | 0 | 0.574 | 0 | 0.556 | 0 | 0.433 | 0 | 0.953 | 0 | 0.777
2024-10-24 02:00 | 0 | 0.332 | 0 | 0.581 | 0 | 0.558 | 0 | 0.222 | 0 | 0.563 | 0 | 0.471 | 0 | 0.603 | 0 | 0.959 | 0 | 0.754
2024-10-24 03:00 | 0 | 0.558 | 0 | 0.544 | 0 | 0.516 | 0 | 0.306 | 0 | 0.509 | 0 | 0.399 | 0 | 0.606 | 0 | 0.958 | 0 | 0.702
2024-10-24 04:00 | 0 | 0.711 | 0 | 0.468 | 0 | 0.442 | 0 | 0.407 | 0 | 0.444 | 0 | 0.343 | 0 | 0.522 | 0 | 0.941 | 0 | 0.61
2024-10-24 05:00 | 0 | 0.788 | 0 | 0.358 | 0 | 0.36 | 0 | 0.431 | 0 | 0.42 | 0 | 0.272 | 0 | 0.447 | 0 | 0.896 | 0.002 | 0.456
2024-10-24 06:00 | 0.055 | 0.777 | 0.056 | 0.141 | 0.061 | 0.278 | 0.053 | 0.355 | 0.072 | 0.323 | 0.017 | 0.186 | 0.051 | 0.341 | 0.003 | 0.827 | 0.106 | 0.302
2024-10-24 07:00 | 0.208 | 0.727 | 0.227 | 0.025 | 0.215 | 0.468 | 0.154 | 0.464 | 0.213 | 0.58 | 0.147 | 0.064 | 0.192 | 0.466 | 0.048 | 0.757 | 0.298 | 0.11
2024-10-24 08:00 | 0.401 | 0.909 | 0.412 | 0.054 | 0.362 | 0.746 | 0.279 | 0.51 | 0.366 | 0.735 | 0.293 | 0.002 | 0.333 | 0.622 | 0.102 | 0.746 | 0.484 | 0.027
2024-10-24 09:00 | 0.53 | 0.939 | 0.604 | 0.08 | 0.473 | 0.748 | 0.412 | 0.447 | 0.478 | 0.695 | 0.425 | 0 | 0.441 | 0.535 | 0.16 | 0.772 | 0.62 | 0.019
2024-10-24 10:00 | 0.551 | 0.954 | 0.691 | 0.179 | 0.528 | 0.713 | 0.533 | 0.454 | 0.552 | 0.626 | 0.519 | 0.084 | 0.491 | 0.55 | 0.203 | 0.791 | 0.693 | 0.017
2024-10-24 11:00 | 0.515 | 0.954 | 0.731 | 0.341 | 0.556 | 0.704 | 0.624 | 0.521 | 0.595 | 0.614 | 0.568 | 0.313 | 0.467 | 0.71 | 0.235 | 0.791 | 0.725 | 0.049
2024-10-24 12:00 | 0.49 | 0.925 | 0.749 | 0.488 | 0.53 | 0.752 | 0.669 | 0.575 | 0.602 | 0.613 | 0.58 | 0.538 | 0.47 | 0.772 | 0.249 | 0.75 | 0.684 | 0.118
2024-10-24 13:00 | 0.444 | 0.865 | 0.703 | 0.539 | 0.446 | 0.828 | 0.633 | 0.586 | 0.574 | 0.592 | 0.554 | 0.699 | 0.477 | 0.659 | 0.258 | 0.712 | 0.646 | 0.149
2024-10-24 14:00 | 0.356 | 0.779 | 0.606 | 0.568 | 0.385 | 0.787 | 0.527 | 0.55 | 0.459 | 0.648 | 0.514 | 0.779 | 0.378 | 0.613 | 0.234 | 0.645 | 0.558 | 0.253
2024-10-24 15:00 | 0.269 | 0.656 | 0.462 | 0.65 | 0.283 | 0.652 | 0.347 | 0.506 | 0.281 | 0.729 | 0.432 | 0.822 | 0.212 | 0.861 | 0.163 | 0.476 | 0.41 | 0.494
2024-10-24 16:00 | 0.171 | 0.444 | 0.294 | 0.755 | 0.162 | 0.839 | 0.149 | 0.42 | 0.111 | 0.713 | 0.323 | 0.83 | 0.063 | 0.976 | 0.146 | 0.233 | 0.222 | 0.685
2024-10-24 17:00 | 0.074 | 0.253 | 0.11 | 0.83 | 0.018 | 0.964 | 0.04 | 0.196 | 0.028 | 0.737 | 0.166 | 0.819 | 0.024 | 0.86 | 0.076 | 0.089 | 0.06 | 0.691
2024-10-24 18:00 | 0.006 | 0.166 | 0.008 | 0.854 | 0 | 0.906 | 0 | 0.056 | 0 | 0.777 | 0.027 | 0.644 | 0 | 0.282 | 0.033 | 0.055 | 0 | 0.565
2024-10-24 19:00 | 0 | 0.107 | 0 | 0.763 | 0 | 0.453 | 0 | 0.086 | 0 | 0.715 | 0 | 0.618 | 0 | 0.076 | 0 | 0.058 | 0 | 0.491
2024-10-24 20:00 | 0 | 0.059 | 0 | 0.591 | 0 | 0.168 | 0 | 0.206 | 0 | 0.228 | 0 | 0.763 | 0 | 0.027 | 0 | 0.059 | 0 | 0.485
2024-10-24 21:00 | 0 | 0.023 | 0 | 0.367 | 0 | 0.137 | 0 | 0.225 | 0 | 0 | 0 | 0.724 | 0 | 0.019 | 0 | 0.054 | 0 | 0.112
2024-10-24 22:00 | 0 | 0.008 | 0 | 0.207 | 0 | 0.211 | 0 | 0.138 | 0 | 0.073 | 0 | 0.495 | 0 | 0.005 | 0 | 0.049 | 0 | 0.002
2024-10-24 23:00 | 0 | 0.004 | 0 | 0.115 | 0 | 0.132 | 0 | 0.037 | 0 | 0.286 | 0 | 0.309 | 0 | 0.006 | 0 | 0.05 | 0 | 0.046
2024-10-25 | 0 | 0.007 | 0 | 0.061 | 0 | 0.031 | 0 | 0.002 | 0 | 0.285 | 0 | 0.229 | 0 | 0.03 | 0 | 0.046 | 0 | 0.143
2024-10-25 01:00 | 0 | 0.015 | 0 | 0.07 | 0 | 0.002 | 0 | 0.006 | 0 | 0.186 | 0 | 0.22 | 0 | 0.004 | 0 | 0.041 | 0 | 0.234
2024-10-25 02:00 | 0 | 0.022 | 0 | 0.109 | 0 | 0 | 0 | 0.024 | 0 | 0.074 | 0 | 0.249 | 0 | 0.022 | 0 | 0.037 | 0 | 0.27
2024-10-25 03:00 | 0 | 0.014 | 0 | 0.087 | 0 | 0.011 | 0 | 0.053 | 0 | 0.019 | 0 | 0.277 | 0 | 0.09 | 0 | 0.031 | 0 | 0.294
2024-10-25 04:00 | 0 | 0.006 | 0 | 0.109 | 0 | 0.004 | 0 | 0.179 | 0 | 0.011 | 0 | 0.302 | 0 | 0.099 | 0 | 0.022 | 0 | 0.29
2024-10-25 05:00 | 0 | 0.01 | 0 | 0.231 | 0 | 0.002 | 0 | 0.209 | 0 | 0.011 | 0 | 0.288 | 0 | 0.125 | 0 | 0.011 | 0.002 | 0.238
2024-10-25 06:00 | 0.069 | 0.012 | 0.057 | 0.206 | 0.044 | 0.025 | 0.011 | 0.116 | 0.025 | 0.024 | 0.016 | 0.206 | 0.052 | 0.122 | 0.01 | 0.003 | 0.087 | 0.133
2024-10-25 07:00 | 0.245 | 0.005 | 0.246 | 0.107 | 0.226 | 0.07 | 0.058 | 0.039 | 0.117 | 0.136 | 0.194 | 0.127 | 0.218 | 0.046 | 0.155 | 0.001 | 0.248 | 0.066
2024-10-25 08:00 | 0.463 | 0.014 | 0.451 | 0.154 | 0.411 | 0.281 | 0.179 | 0.004 | 0.266 | 0.288 | 0.411 | 0.038 | 0.399 | 0.145 | 0.368 | 0.002 | 0.401 | 0.041
2024-10-25 09:00 | 0.616 | 0.039 | 0.61 | 0.277 | 0.541 | 0.487 | 0.311 | 0.002 | 0.426 | 0.467 | 0.59 | 0.012 | 0.538 | 0.305 | 0.555 | 0.009 | 0.559 | 0.007
2024-10-25 10:00 | 0.715 | 0.058 | 0.716 | 0.476 | 0.63 | 0.642 | 0.425 | 0.011 | 0.547 | 0.613 | 0.716 | 0.024 | 0.637 | 0.494 | 0.696 | 0.029 | 0.662 | 0.013
2024-10-25 11:00 | 0.746 | 0.07 | 0.775 | 0.623 | 0.699 | 0.72 | 0.472 | 0.028 | 0.619 | 0.667 | 0.786 | 0.086 | 0.702 | 0.59 | 0.782 | 0.077 | 0.71 | 0.242
2024-10-25 12:00 | 0.743 | 0.093 | 0.781 | 0.68 | 0.682 | 0.717 | 0.51 | 0.056 | 0.652 | 0.638 | 0.806 | 0.207 | 0.704 | 0.599 | 0.82 | 0.164 | 0.735 | 0.444
2024-10-25 13:00 | 0.72 | 0.163 | 0.743 | 0.683 | 0.615 | 0.682 | 0.548 | 0.097 | 0.523 | 0.563 | 0.78 | 0.356 | 0.662 | 0.59 | 0.805 | 0.267 | 0.669 | 0.376
2024-10-25 14:00 | 0.645 | 0.311 | 0.659 | 0.675 | 0.53 | 0.646 | 0.516 | 0.113 | 0.385 | 0.471 | 0.707 | 0.454 | 0.573 | 0.556 | 0.742 | 0.364 | 0.582 | 0.249
2024-10-25 15:00 | 0.517 | 0.493 | 0.523 | 0.639 | 0.411 | 0.612 | 0.402 | 0.119 | 0.25 | 0.413 | 0.585 | 0.494 | 0.441 | 0.51 | 0.629 | 0.442 | 0.418 | 0.188
2024-10-25 16:00 | 0.333 | 0.495 | 0.336 | 0.578 | 0.215 | 0.526 | 0.237 | 0.151 | 0.138 | 0.404 | 0.409 | 0.451 | 0.255 | 0.432 | 0.462 | 0.481 | 0.234 | 0.136
2024-10-25 17:00 | 0.118 | 0.395 | 0.113 | 0.507 | 0.067 | 0.344 | 0.069 | 0.219 | 0.044 | 0.425 | 0.189 | 0.334 | 0.082 | 0.3 | 0.251 | 0.472 | 0.063 | 0.099
2024-10-25 18:00 | 0.01 | 0.308 | 0.007 | 0.469 | 0.002 | 0.22 | 0 | 0.341 | 0 | 0.47 | 0.015 | 0.181 | 0.004 | 0.173 | 0.034 | 0.391 | 0 | 0.077
2024-10-25 19:00 | 0 | 0.249 | 0 | 0.617 | 0 | 0.171 | 0 | 0.388 | 0 | 0.454 | 0 | 0.167 | 0 | 0.137 | 0 | 0.272 | 0 | 0.034
2024-10-25 20:00 | 0 | 0.232 | 0 | 0.695 | 0 | 0.103 | 0 | 0.348 | 0 | 0.396 | 0 | 0.277 | 0 | 0.159 | 0 | 0.206 | 0 | 0.006
2024-10-25 21:00 | 0 | 0.216 | 0 | 0.718 | 0 | 0.055 | 0 | 0.31 | 0 | 0.368 | 0 | 0.326 | 0 | 0.227 | 0 | 0.18 | 0 | 0
2024-10-25 22:00 | 0 | 0.238 | 0 | 0.692 | 0 | 0.026 | 0 | 0.269 | 0 | 0.365 | 0 | 0.274 | 0 | 0.254 | 0 | 0.199 | 0 | 0
2024-10-25 23:00 | 0 | 0.252 | 0 | 0.586 | 0 | 0.017 | 0 | 0.241 | 0 | 0.369 | 0 | 0.191 | 0 | 0.234 | 0 | 0.231 | 0 | 0.001
2024-10-26 | 0 | 0.27 | 0 | 0.371 | 0 | 0.008 | 0 | 0.241 | 0 | 0.32 | 0 | 0.133 | 0 | 0.178 | 0 | 0.27 | 0 | 0.005
2024-10-26 01:00 | 0 | 0.289 | 0 | 0.184 | 0 | 0.004 | 0 | 0.263 | 0 | 0.246 | 0 | 0.079 | 0 | 0.133 | 0 | 0.32 | 0 | 0.013
2024-10-26 02:00 | 0 | 0.305 | 0 | 0.077 | 0 | 0.001 | 0 | 0.286 | 0 | 0.179 | 0 | 0.042 | 0 | 0.096 | 0 | 0.376 | 0 | 0.014
2024-10-26 03:00 | 0 | 0.278 | 0 | 0.021 | 0 | 0.001 | 0 | 0.3 | 0 | 0.119 | 0 | 0.031 | 0 | 0.047 | 0 | 0.447 | 0 | 0.006
2024-10-26 04:00 | 0 | 0.217 | 0 | 0.008 | 0 | 0.007 | 0 | 0.315 | 0 | 0.112 | 0 | 0.025 | 0 | 0.011 | 0 | 0.547 | 0 | 0.001
2024-10-26 05:00 | 0 | 0.179 | 0 | 0.026 | 0 | 0.048 | 0 | 0.311 | 0 | 0.155 | 0 | 0.037 | 0 | 0.014 | 0 | 0.638 | 0.003 | 0
2024-10-26 06:00 | 0.075 | 0.107 | 0.066 | 0.094 | 0.071 | 0.129 | 0.073 | 0.19 | 0.078 | 0.177 | 0.016 | 0.069 | 0.063 | 0.051 | 0.008 | 0.714 | 0.107 | 0
2024-10-26 07:00 | 0.277 | 0.089 | 0.271 | 0.054 | 0.267 | 0.259 | 0.241 | 0.182 | 0.266 | 0.434 | 0.197 | 0.069 | 0.25 | 0.115 | 0.102 | 0.772 | 0.295 | 0.006
2024-10-26 08:00 | 0.479 | 0.237 | 0.471 | 0.159 | 0.457 | 0.526 | 0.416 | 0.304 | 0.453 | 0.597 | 0.413 | 0.078 | 0.433 | 0.369 | 0.23 | 0.871 | 0.488 | 0.026
2024-10-26 09:00 | 0.631 | 0.458 | 0.626 | 0.538 | 0.6 | 0.667 | 0.557 | 0.25 | 0.599 | 0.644 | 0.588 | 0.157 | 0.573 | 0.498 | 0.345 | 0.959 | 0.639 | 0.047
2024-10-26 10:00 | 0.73 | 0.603 | 0.729 | 0.81 | 0.692 | 0.708 | 0.65 | 0.164 | 0.691 | 0.639 | 0.712 | 0.323 | 0.664 | 0.535 | 0.482 | 0.981 | 0.728 | 0.02
2024-10-26 11:00 | 0.783 | 0.7 | 0.779 | 0.916 | 0.732 | 0.71 | 0.69 | 0.118 | 0.733 | 0.606 | 0.782 | 0.56 | 0.708 | 0.563 | 0.633 | 0.988 | 0.76 | 0.075
2024-10-26 12:00 | 0.787 | 0.752 | 0.782 | 0.953 | 0.732 | 0.727 | 0.687 | 0.106 | 0.728 | 0.591 | 0.805 | 0.751 | 0.709 | 0.625 | 0.451 | 0.991 | 0.752 | 0.21
2024-10-26 13:00 | 0.748 | 0.822 | 0.74 | 0.969 | 0.686 | 0.773 | 0.637 | 0.122 | 0.676 | 0.608 | 0.782 | 0.857 | 0.666 | 0.708 | 0.465 | 0.991 | 0.701 | 0.271
2024-10-26 14:00 | 0.663 | 0.907 | 0.65 | 0.984 | 0.602 | 0.823 | 0.548 | 0.175 | 0.587 | 0.639 | 0.713 | 0.886 | 0.59 | 0.768 | 0.467 | 0.991 | 0.594 | 0.217
2024-10-26 15:00 | 0.529 | 0.941 | 0.516 | 0.991 | 0.461 | 0.857 | 0.376 | 0.269 | 0.44 | 0.678 | 0.592 | 0.88 | 0.445 | 0.788 | 0.37 | 0.991 | 0.437 | 0.144
2024-10-26 16:00 | 0.343 | 0.913 | 0.333 | 0.991 | 0.275 | 0.862 | 0.185 | 0.351 | 0.247 | 0.722 | 0.416 | 0.866 | 0.255 | 0.777 | 0.149 | 0.984 | 0.244 | 0.096
2024-10-26 17:00 | 0.123 | 0.826 | 0.111 | 0.986 | 0.08 | 0.8 | 0.059 | 0.352 | 0.067 | 0.649 | 0.192 | 0.855 | 0.083 | 0.748 | 0.036 | 0.912 | 0.059 | 0.083
2024-10-26 18:00 | 0.01 | 0.619 | 0.007 | 0.963 | 0.003 | 0.717 | 0 | 0.367 | 0.001 | 0.574 | 0.016 | 0.845 | 0.003 | 0.71 | 0.006 | 0.772 | 0 | 0.058
2024-10-26 19:00 | 0 | 0.327 | 0 | 0.927 | 0 | 0.75 | 0 | 0.422 | 0 | 0.583 | 0 | 0.821 | 0 | 0.679 | 0 | 0.686 | 0 | 0.029
2024-10-26 20:00 | 0 | 0.205 | 0 | 0.833 | 0 | 0.747 | 0 | 0.439 | 0 | 0.691 | 0 | 0.804 | 0 | 0.635 | 0 | 0.644 | 0 | 0.011
2024-10-26 21:00 | 0 | 0.178 | 0 | 0.755 | 0 | 0.708 | 0 | 0.387 | 0 | 0.785 | 0 | 0.772 | 0 | 0.604 | 0 | 0.608 | 0 | 0.041
2024-10-26 22:00 | 0 | 0.168 | 0 | 0.628 | 0 | 0.661 | 0 | 0.291 | 0 | 0.733 | 0 | 0.75 | 0 | 0.496 | 0 | 0.539 | 0 | 0.302
2024-10-26 23:00 | 0 | 0.181 | 0 | 0.523 | 0 | 0.568 | 0 | 0.202 | 0 | 0.668 | 0 | 0.686 | 0 | 0.379 | 0 | 0.541 | 0 | 0.624
2024-10-27 | 0 | 0.236 | 0 | 0.441 | 0 | 0.418 | 0 | 0.14 | 0 | 0.611 | 0 | 0.583 | 0 | 0.301 | 0 | 0.599 | 0 | 0.765
2024-10-27 01:00 | 0 | 0.323 | 0 | 0.391 | 0 | 0.311 | 0 | 0.119 | 0 | 0.476 | 0 | 0.523 | 0 | 0.248 | 0 | 0.604 | 0 | 0.849
2024-10-27 02:00 | 0 | 0.364 | 0 | 0.299 | 0 | 0.243 | 0 | 0.142 | 0 | 0.294 | 0 | 0.447 | 0 | 0.261 | 0 | 0.591 | 0 | 0.865
2024-10-27 03:00 | 0 | 0.413 | 0 | 0.179 | 0 | 0.237 | 0 | 0.177 | 0 | 0.136 | 0 | 0.355 | 0 | 0.334 | 0 | 0.547 | 0 | 0.827
2024-10-27 04:00 | 0 | 0.573 | 0 | 0.148 | 0 | 0.257 | 0 | 0.192 | 0 | 0.045 | 0 | 0.264 | 0 | 0.352 | 0 | 0.556 | 0 | 0.726
2024-10-27 05:00 | 0 | 0.763 | 0 | 0.204 | 0 | 0.247 | 0 | 0.22 | 0 | 0.014 | 0 | 0.194 | 0 | 0.311 | 0 | 0.544 | 0.003 | 0.568
2024-10-27 06:00 | 0.056 | 0.852 | 0.066 | 0.254 | 0.074 | 0.134 | 0.072 | 0.204 | 0.08 | 0.008 | 0.016 | 0.184 | 0.063 | 0.184 | 0.011 | 0.526 | 0.09 | 0.552
2024-10-27 07:00 | 0.162 | 0.904 | 0.285 | 0.35 | 0.266 | 0.018 | 0.238 | 0.27 | 0.261 | 0.05 | 0.198 | 0.367 | 0.247 | 0.075 | 0.127 | 0.506 | 0.272 | 0.608
2024-10-27 08:00 | 0.293 | 0.908 | 0.501 | 0.459 | 0.456 | 0.067 | 0.409 | 0.461 | 0.443 | 0.441 | 0.411 | 0.423 | 0.435 | 0.002 | 0.283 | 0.618 | 0.475 | 0.565
2024-10-27 09:00 | 0.279 | 0.915 | 0.668 | 0.601 | 0.601 | 0.326 | 0.535 | 0.619 | 0.586 | 0.674 | 0.6 | 0.481 | 0.586 | 0.109 | 0.431 | 0.722 | 0.635 | 0.488
2024-10-27 10:00 | 0.299 | 0.915 | 0.778 | 0.724 | 0.699 | 0.589 | 0.634 | 0.668 | 0.678 | 0.795 | 0.721 | 0.556 | 0.685 | 0.358 | 0.573 | 0.808 | 0.724 | 0.489
2024-10-27 11:00 | 0.406 | 0.926 | 0.831 | 0.816 | 0.745 | 0.72 | 0.686 | 0.705 | 0.722 | 0.861 | 0.796 | 0.637 | 0.731 | 0.54 | 0.656 | 0.882 | 0.751 | 0.577
2024-10-27 12:00 | 0.558 | 0.948 | 0.836 | 0.863 | 0.75 | 0.792 | 0.687 | 0.763 | 0.712 | 0.895 | 0.824 | 0.722 | 0.735 | 0.697 | 0.71 | 0.93 | 0.757 | 0.638
2024-10-27 13:00 | 0.554 | 0.973 | 0.794 | 0.894 | 0.703 | 0.854 | 0.644 | 0.808 | 0.649 | 0.916 | 0.802 | 0.792 | 0.693 | 0.82 | 0.73 | 0.957 | 0.698 | 0.672
2024-10-27 14:00 | 0.519 | 0.984 | 0.701 | 0.916 | 0.599 | 0.903 | 0.55 | 0.832 | 0.552 | 0.927 | 0.727 | 0.836 | 0.611 | 0.878 | 0.684 | 0.966 | 0.569 | 0.682
2024-10-27 15:00 | 0.439 | 0.987 | 0.556 | 0.93 | 0.464 | 0.93 | 0.409 | 0.839 | 0.418 | 0.931 | 0.601 | 0.875 | 0.481 | 0.896 | 0.569 | 0.971 | 0.372 | 0.694
2024-10-27 16:00 | 0.286 | 0.987 | 0.358 | 0.934 | 0.29 | 0.929 | 0.233 | 0.815 | 0.25 | 0.925 | 0.423 | 0.906 | 0.299 | 0.899 | 0.42 | 0.968 | 0.19 | 0.712
2024-10-27 17:00 | 0.126 | 0.982 | 0.118 | 0.926 | 0.076 | 0.901 | 0.061 | 0.691 | 0.065 | 0.874 | 0.196 | 0.923 | 0.085 | 0.89 | 0.218 | 0.951 | 0.057 | 0.724
2024-10-27 18:00 | 0.015 | 0.964 | 0.007 | 0.892 | 0.003 | 0.827 | 0.001 | 0.571 | 0.002 | 0.774 | 0.016 | 0.914 | 0.004 | 0.836 | 0.052 | 0.897 | 0 | 0.706
2024-10-27 19:00 | 0 | 0.94 | 0 | 0.84 | 0 | 0.739 | 0 | 0.61 | 0 | 0.69 | 0 | 0.863 | 0 | 0.734 | 0 | 0.836 | 0 | 0.655
2024-10-27 20:00 | 0 | 0.927 | 0 | 0.843 | 0 | 0.679 | 0 | 0.7 | 0 | 0.657 | 0 | 0.77 | 0 | 0.696 | 0 | 0.793 | 0 | 0.595
2024-10-27 21:00 | 0 | 0.925 | 0 | 0.829 | 0 | 0.679 | 0 | 0.753 | 0 | 0.673 | 0 | 0.642 | 0 | 0.674 | 0 | 0.74 | 0 | 0.557
2024-10-27 22:00 | 0 | 0.915 | 0 | 0.751 | 0 | 0.691 | 0 | 0.77 | 0 | 0.695 | 0 | 0.551 | 0 | 0.678 | 0 | 0.656 | 0 | 0.525
2024-10-27 23:00 | 0 | 0.939 | 0 | 0.627 | 0 | 0.728 | 0 | 0.759 | 0 | 0.717 | 0 | 0.483 | 0 | 0.731 | 0 | 0.568 | 0 | 0.502
2024-10-28 | 0 | 0.96 | 0 | 0.523 | 0 | 0.798 | 0 | 0.649 | 0 | 0.74 | 0 | 0.444 | 0 | 0.875 | 0 | 0.457 | 0 | 0.476
2024-10-28 01:00 | 0 | 0.971 | 0 | 0.482 | 0 | 0.845 | 0 | 0.514 | 0 | 0.763 | 0 | 0.409 | 0 | 0.91 | 0 | 0.372 | 0 | 0.454
2024-10-28 02:00 | 0 | 0.975 | 0 | 0.45 | 0 | 0.88 | 0 | 0.392 | 0 | 0.809 | 0 | 0.349 | 0 | 0.892 | 0 | 0.32 | 0 | 0.452
2024-10-28 03:00 | 0 | 0.971 | 0 | 0.43 | 0 | 0.896 | 0 | 0.328 | 0 | 0.791 | 0 | 0.291 | 0 | 0.87 | 0 | 0.288 | 0 | 0.444
2024-10-28 04:00 | 0 | 0.965 | 0 | 0.413 | 0 | 0.856 | 0 | 0.275 | 0 | 0.745 | 0 | 0.266 | 0 | 0.831 | 0 | 0.264 | 0 | 0.417
2024-10-28 05:00 | 0 | 0.942 | 0 | 0.391 | 0 | 0.788 | 0 | 0.254 | 0 | 0.672 | 0 | 0.261 | 0 | 0.779 | 0 | 0.241 | 0.003 | 0.332
2024-10-28 06:00 | 0.069 | 0.93 | 0.07 | 0.308 | 0.083 | 0.8 | 0.066 | 0.214 | 0.096 | 0.7 | 0.015 | 0.236 | 0.07 | 0.845 | 0.013 | 0.22 | 0.11 | 0.278
2024-10-28 07:00 | 0.256 | 0.965 | 0.301 | 0.311 | 0.313 | 0.728 | 0.218 | 0.133 | 0.323 | 0.574 | 0.215 | 0.36 | 0.292 | 0.806 | 0.126 | 0.233 | 0.322 | 0.325
2024-10-28 08:00 | 0.418 | 0.967 | 0.525 | 0.211 | 0.526 | 0.459 | 0.399 | 0.071 | 0.529 | 0.236 | 0.448 | 0.281 | 0.503 | 0.559 | 0.274 | 0.249 | 0.52 | 0.355
2024-10-28 09:00 | 0.566 | 0.957 | 0.694 | 0.13 | 0.682 | 0.167 | 0.565 | 0.057 | 0.679 | 0.027 | 0.636 | 0.202 | 0.66 | 0.233 | 0.35 | 0.27 | 0.667 | 0.291
2024-10-28 10:00 | 0.709 | 0.947 | 0.804 | 0.083 | 0.779 | 0.017 | 0.663 | 0.063 | 0.77 | 0 | 0.764 | 0.139 | 0.759 | 0.041 | 0.393 | 0.315 | 0.76 | 0.219
2024-10-28 11:00 | 0.79 | 0.939 | 0.857 | 0.07 | 0.823 | 0.001 | 0.707 | 0.063 | 0.809 | 0.013 | 0.834 | 0.084 | 0.806 | 0.001 | 0.457 | 0.37 | 0.799 | 0.22
2024-10-28 12:00 | 0.822 | 0.929 | 0.862 | 0.074 | 0.819 | 0.015 | 0.713 | 0.054 | 0.802 | 0.073 | 0.853 | 0.043 | 0.805 | 0.003 | 0.666 | 0.407 | 0.784 | 0.262
2024-10-28 13:00 | 0.787 | 0.931 | 0.819 | 0.089 | 0.769 | 0.061 | 0.666 | 0.061 | 0.751 | 0.147 | 0.825 | 0.026 | 0.759 | 0.025 | 0.723 | 0.432 | 0.716 | 0.309
2024-10-28 14:00 | 0.698 | 0.947 | 0.727 | 0.114 | 0.672 | 0.105 | 0.576 | 0.089 | 0.651 | 0.221 | 0.749 | 0.032 | 0.664 | 0.051 | 0.702 | 0.447 | 0.615 | 0.328
2024-10-28 15:00 | 0.554 | 0.965 | 0.58 | 0.157 | 0.522 | 0.134 | 0.438 | 0.141 | 0.498 | 0.274 | 0.621 | 0.054 | 0.519 | 0.067 | 0.618 | 0.447 | 0.459 | 0.302
2024-10-28 16:00 | 0.358 | 0.975 | 0.375 | 0.201 | 0.318 | 0.149 | 0.252 | 0.228 | 0.293 | 0.291 | 0.437 | 0.082 | 0.322 | 0.077 | 0.455 | 0.442 | 0.258 | 0.256
2024-10-28 17:00 | 0.128 | 0.978 | 0.12 | 0.243 | 0.073 | 0.176 | 0.06 | 0.43 | 0.054 | 0.281 | 0.201 | 0.114 | 0.084 | 0.101 | 0.243 | 0.414 | 0.059 | 0.192
2024-10-28 18:00 | 0.011 | 0.969 | 0.005 | 0.292 | 0.002 | 0.328 | 0.001 | 0.683 | 0.001 | 0.279 | 0.011 | 0.17 | 0.003 | 0.233 | 0.05 | 0.334 | 0.001 | 0.123
2024-10-28 19:00 | 0 | 0.923 | 0 | 0.374 | 0 | 0.61 | 0 | 0.791 | 0 | 0.254 | 0 | 0.274 | 0 | 0.552 | 0 | 0.245 | 0 | 0.067
2024-10-28 20:00 | 0 | 0.846 | 0 | 0.404 | 0 | 0.718 | 0 | 0.877 | 0 | 0.171 | 0 | 0.283 | 0 | 0.711 | 0 | 0.192 | 0 | 0.045
2024-10-28 21:00 | 0 | 0.713 | 0 | 0.398 | 0 | 0.704 | 0 | 0.855 | 0 | 0.079 | 0 | 0.252 | 0 | 0.731 | 0 | 0.165 | 0 | 0.036
2024-10-28 22:00 | 0 | 0.571 | 0 | 0.352 | 0 | 0.656 | 0 | 0.785 | 0 | 0.06 | 0 | 0.195 | 0 | 0.713 | 0 | 0.154 | 0 | 0.034
2024-10-28 23:00 | 0 | 0.516 | 0 | 0.29 | 0 | 0.568 | 0 | 0.692 | 0 | 0.046 | 0 | 0.148 | 0 | 0.683 | 0 | 0.142 | 0 | 0.03
2024-10-29 | 0 | 0.566 | 0 | 0.249 | 0 | 0.46 | 0 | 0.588 | 0 | 0.026 | 0 | 0.14 | 0 | 0.637 | 0 | 0.15 | 0 | 0.023
2024-10-29 01:00 | 0 | 0.626 | 0 | 0.218 | 0 | 0.362 | 0 | 0.5 | 0 | 0.011 | 0 | 0.173 | 0 | 0.582 | 0 | 0.147 | 0 | 0.016
2024-10-29 02:00 | 0 | 0.651 | 0 | 0.198 | 0 | 0.259 | 0 | 0.412 | 0 | 0.006 | 0 | 0.233 | 0 | 0.51 | 0 | 0.144 | 0 | 0.009
2024-10-29 03:00 | 0 | 0.682 | 0 | 0.183 | 0 | 0.162 | 0 | 0.334 | 0 | 0.005 | 0 | 0.304 | 0 | 0.422 | 0 | 0.125 | 0 | 0.003
2024-10-29 04:00 | 0 | 0.709 | 0 | 0.168 | 0 | 0.086 | 0 | 0.276 | 0 | 0.007 | 0 | 0.362 | 0 | 0.328 | 0 | 0.084 | 0 | 0.001
2024-10-29 05:00 | 0 | 0.72 | 0 | 0.146 | 0 | 0.05 | 0 | 0.235 | 0 | 0.012 | 0 | 0.392 | 0 | 0.259 | 0 | 0.051 | 0.002 | 0
2024-10-29 06:00 | 0.081 | 0.758 | 0.07 | 0.094 | 0.081 | 0.028 | 0.073 | 0.227 | 0.083 | 0.015 | 0.015 | 0.381 | 0.068 | 0.16 | 0.01 | 0.029 | 0.087 | 0
2024-10-29 07:00 | 0.291 | 0.888 | 0.3 | 0.014 | 0.29 | 0 | 0.251 | 0.179 | 0.257 | 0.026 | 0.212 | 0.156 | 0.254 | 0.037 | 0.1 | 0.026 | 0.244 | 0
2024-10-29 08:00 | 0.497 | 0.911 | 0.513 | 0.086 | 0.49 | 0.002 | 0.431 | 0.115 | 0.443 | 0.047 | 0.434 | 0.071 | 0.453 | 0.001 | 0.245 | 0.045 | 0.423 | 0
2024-10-29 09:00 | 0.653 | 0.915 | 0.676 | 0.135 | 0.648 | 0.025 | 0.602 | 0.065 | 0.63 | 0.091 | 0.611 | 0.027 | 0.616 | 0.001 | 0.319 | 0.058 | 0.589 | 0
2024-10-29 10:00 | 0.758 | 0.918 | 0.783 | 0.179 | 0.746 | 0.086 | 0.69 | 0.026 | 0.736 | 0.168 | 0.735 | 0.02 | 0.719 | 0.008 | 0.43 | 0.055 | 0.676 | 0
2024-10-29 11:00 | 0.809 | 0.92 | 0.836 | 0.231 | 0.79 | 0.174 | 0.73 | 0.011 | 0.777 | 0.256 | 0.805 | 0.013 | 0.763 | 0.036 | 0.554 | 0.06 | 0.721 | 0
2024-10-29 12:00 | 0.813 | 0.92 | 0.84 | 0.284 | 0.789 | 0.243 | 0.731 | 0.009 | 0.77 | 0.316 | 0.825 | 0.009 | 0.764 | 0.071 | 0.8 | 0.102 | 0.763 | 0.042
2024-10-29 13:00 | 0.775 | 0.926 | 0.797 | 0.332 | 0.742 | 0.286 | 0.678 | 0.012 | 0.717 | 0.341 | 0.799 | 0.008 | 0.72 | 0.102 | 0.805 | 0.165 | 0.719 | 0.195
2024-10-29 14:00 | 0.686 | 0.938 | 0.706 | 0.362 | 0.648 | 0.3 | 0.577 | 0.026 | 0.62 | 0.337 | 0.726 | 0.011 | 0.629 | 0.121 | 0.762 | 0.199 | 0.612 | 0.289
2024-10-29 15:00 | 0.542 | 0.944 | 0.561 | 0.37 | 0.502 | 0.286 | 0.424 | 0.049 | 0.47 | 0.316 | 0.601 | 0.017 | 0.489 | 0.122 | 0.643 | 0.225 | 0.441 | 0.294
2024-10-29 16:00 | 0.349 | 0.936 | 0.362 | 0.346 | 0.305 | 0.255 | 0.229 | 0.067 | 0.274 | 0.265 | 0.423 | 0.023 | 0.302 | 0.104 | 0.473 | 0.27 | 0.241 | 0.306
2024-10-29 17:00 | 0.125 | 0.928 | 0.116 | 0.294 | 0.073 | 0.243 | 0.062 | 0.085 | 0.062 | 0.182 | 0.194 | 0.034 | 0.084 | 0.093 | 0.26 | 0.332 | 0.066 | 0.306
2024-10-29 18:00 | 0.012 | 0.885 | 0.006 | 0.255 | 0.003 | 0.413 | 0.001 | 0.176 | 0.002 | 0.111 | 0.013 | 0.081 | 0.005 | 0.175 | 0.039 | 0.422 | 0 | 0.265
2024-10-29 19:00 | 0 | 0.768 | 0 | 0.265 | 0 | 0.711 | 0 | 0.284 | 0 | 0.159 | 0 | 0.188 | 0 | 0.46 | 0 | 0.489 | 0 | 0.219
2024-10-29 20:00 | 0 | 0.661 | 0 | 0.279 | 0 | 0.765 | 0 | 0.298 | 0 | 0.374 | 0 | 0.256 | 0 | 0.67 | 0 | 0.532 | 0 | 0.199
2024-10-29 21:00 | 0 | 0.527 | 0 | 0.302 | 0 | 0.724 | 0 | 0.284 | 0 | 0.521 | 0 | 0.284 | 0 | 0.729 | 0 | 0.555 | 0 | 0.179
2024-10-29 22:00 | 0 | 0.378 | 0 | 0.307 | 0 | 0.663 | 0 | 0.281 | 0 | 0.515 | 0 | 0.305 | 0 | 0.713 | 0 | 0.583 | 0 | 0.181
2024-10-29 23:00 | 0 | 0.286 | 0 | 0.299 | 0 | 0.599 | 0 | 0.291 | 0 | 0.431 | 0 | 0.325 | 0 | 0.666 | 0 | 0.574 | 0 | 0.209
2024-10-30 | 0 | 0.227 | 0 | 0.309 | 0 | 0.543 | 0 | 0.361 | 0 | 0.316 | 0 | 0.358 | 0 | 0.619 | 0 | 0.523 | 0 | 0.254
2024-10-30 01:00 | 0 | 0.188 | 0 | 0.339 | 0 | 0.51 | 0 | 0.447 | 0 | 0.254 | 0 | 0.396 | 0 | 0.58 | 0 | 0.496 | 0 | 0.297
2024-10-30 02:00 | 0 | 0.166 | 0 | 0.382 | 0 | 0.491 | 0 | 0.446 | 0 | 0.233 | 0 | 0.444 | 0 | 0.547 | 0 | 0.501 | 0 | 0.322
2024-10-30 03:00 | 0 | 0.144 | 0 | 0.413 | 0 | 0.483 | 0 | 0.452 | 0 | 0.224 | 0 | 0.501 | 0 | 0.554 | 0 | 0.516 | 0 | 0.319
2024-10-30 04:00 | 0 | 0.112 | 0 | 0.445 | 0 | 0.467 | 0 | 0.447 | 0 | 0.227 | 0 | 0.54 | 0 | 0.567 | 0 | 0.523 | 0 | 0.301
2024-10-30 05:00 | 0 | 0.089 | 0 | 0.483 | 0 | 0.434 | 0 | 0.419 | 0.001 | 0.23 | 0 | 0.593 | 0 | 0.55 | 0 | 0.491 | 0.002 | 0.249
2024-10-30 06:00 | 0.046 | 0.062 | 0.069 | 0.376 | 0.079 | 0.314 | 0.065 | 0.494 | 0.085 | 0.186 | 0.015 | 0.605 | 0.068 | 0.413 | 0.01 | 0.41 | 0.056 | 0.187
2024-10-30 07:00 | 0.162 | 0.04 | 0.289 | 0.106 | 0.236 | 0.354 | 0.221 | 0.51 | 0.251 | 0.182 | 0.207 | 0.302 | 0.245 | 0.465 | 0.176 | 0.334 | 0.12 | 0.148
2024-10-30 08:00 | 0.298 | 0.022 | 0.499 | 0.025 | 0.39 | 0.39 | 0.374 | 0.433 | 0.406 | 0.175 | 0.426 | 0.208 | 0.418 | 0.378 | 0.393 | 0.46 | 0.167 | 0.113
2024-10-30 09:00 | 0.425 | 0.013 | 0.658 | 0.004 | 0.558 | 0.331 | 0.544 | 0.344 | 0.541 | 0.18 | 0.596 | 0.091 | 0.555 | 0.238 | 0.58 | 0.467 | 0.249 | 0.093
2024-10-30 10:00 | 0.534 | 0.005 | 0.763 | 0.014 | 0.694 | 0.265 | 0.66 | 0.28 | 0.669 | 0.197 | 0.714 | 0.007 | 0.676 | 0.154 | 0.716 | 0.37 | 0.255 | 0.087
2024-10-30 11:00 | 0.679 | 0 | 0.816 | 0.041 | 0.765 | 0.223 | 0.714 | 0.256 | 0.722 | 0.22 | 0.781 | 0 | 0.742 | 0.12 | 0.8 | 0.292 | 0.296 | 0.086
2024-10-30 12:00 | 0.775 | 0 | 0.822 | 0.073 | 0.761 | 0.205 | 0.697 | 0.245 | 0.73 | 0.225 | 0.801 | 0 | 0.744 | 0.115 | 0.833 | 0.245 | 0.303 | 0.089
2024-10-30 13:00 | 0.749 | 0.003 | 0.781 | 0.095 | 0.714 | 0.191 | 0.642 | 0.221 | 0.665 | 0.212 | 0.776 | 0 | 0.7 | 0.118 | 0.818 | 0.245 | 0.255 | 0.112
2024-10-30 14:00 | 0.662 | 0.152 | 0.693 | 0.108 | 0.621 | 0.176 | 0.533 | 0.201 | 0.569 | 0.174 | 0.706 | 0 | 0.612 | 0.123 | 0.755 | 0.315 | 0.264 | 0.153
2024-10-30 15:00 | 0.504 | 0.296 | 0.552 | 0.11 | 0.461 | 0.159 | 0.375 | 0.227 | 0.443 | 0.128 | 0.586 | 0.007 | 0.47 | 0.122 | 0.639 | 0.434 | 0.187 | 0.181
2024-10-30 16:00 | 0.341 | 0.439 | 0.356 | 0.098 | 0.277 | 0.139 | 0.225 | 0.324 | 0.261 | 0.094 | 0.412 | 0.018 | 0.288 | 0.114 | 0.47 | 0.585 | 0.121 | 0.188
2024-10-30 17:00 | 0.129 | 0.494 | 0.114 | 0.07 | 0.082 | 0.123 | 0.067 | 0.481 | 0.07 | 0.094 | 0.188 | 0.032 | 0.087 | 0.104 | 0.254 | 0.71 | 0.044 | 0.196
2024-10-30 18:00 | 0.016 | 0.51 | 0.006 | 0.041 | 0.004 | 0.146 | 0.001 | 0.549 | 0.002 | 0.213 | 0.013 | 0.102 | 0.006 | 0.083 | 0.032 | 0.763 | 0 | 0.192
2024-10-30 19:00 | 0 | 0.512 | 0 | 0.017 | 0 | 0.263 | 0 | 0.506 | 0 | 0.503 | 0 | 0.293 | 0 | 0.098 | 0 | 0.812 | 0 | 0.182
2024-10-30 20:00 | 0 | 0.51 | 0 | 0.011 | 0 | 0.414 | 0 | 0.522 | 0 | 0.593 | 0 | 0.457 | 0 | 0.217 | 0 | 0.827 | 0 | 0.191
2024-10-30 21:00 | 0 | 0.537 | 0 | 0.017 | 0 | 0.625 | 0 | 0.58 | 0 | 0.538 | 0 | 0.545 | 0 | 0.494 | 0 | 0.801 | 0 | 0.202
2024-10-30 22:00 | 0 | 0.55 | 0 | 0.026 | 0 | 0.764 | 0 | 0.642 | 0 | 0.523 | 0 | 0.58 | 0 | 0.682 | 0 | 0.765 | 0 | 0.218
2024-10-30 23:00 | 0 | 0.568 | 0 | 0.034 | 0 | 0.746 | 0 | 0.705 | 0 | 0.501 | 0 | 0.583 | 0 | 0.655 | 0 | 0.724 | 0 | 0.235
2024-10-31 | 0 | 0.577 | 0 | 0.053 | 0 | 0.676 | 0 | 0.7 | 0 | 0.425 | 0 | 0.607 | 0 | 0.506 | 0 | 0.687 | 0 | 0.251
2024-10-31 01:00 | 0 | 0.574 | 0 | 0.101 | 0 | 0.611 | 0 | 0.635 | 0 | 0.337 | 0 | 0.643 | 0 | 0.469 | 0 | 0.66 | 0 | 0.277
2024-10-31 02:00 | 0 | 0.601 | 0 | 0.207 | 0 | 0.547 | 0 | 0.56 | 0 | 0.183 | 0 | 0.644 | 0 | 0.426 | 0 | 0.621 | 0 | 0.311
2024-10-31 03:00 | 0 | 0.61 | 0 | 0.428 | 0 | 0.463 | 0 | 0.514 | 0 | 0.118 | 0 | 0.644 | 0 | 0.388 | 0 | 0.601 | 0 | 0.352
2024-10-31 04:00 | 0 | 0.627 | 0 | 0.623 | 0 | 0.403 | 0 | 0.483 | 0 | 0.093 | 0 | 0.657 | 0 | 0.358 | 0 | 0.581 | 0 | 0.379
2024-10-31 05:00 | 0 | 0.615 | 0 | 0.637 | 0 | 0.349 | 0 | 0.472 | 0 | 0.091 | 0 | 0.677 | 0 | 0.332 | 0 | 0.559 | 0.001 | 0.368
2024-10-31 06:00 | 0.082 | 0.591 | 0.069 | 0.481 | 0.066 | 0.459 | 0.049 | 0.583 | 0.083 | 0.143 | 0.008 | 0.672 | 0.064 | 0.413 | 0.015 | 0.495 | 0.05 | 0.297
2024-10-31 07:00 | 0.284 | 0.69 | 0.268 | 0.294 | 0.216 | 0.498 | 0.159 | 0.592 | 0.253 | 0.139 | 0.068 | 0.513 | 0.213 | 0.428 | 0.162 | 0.246 | 0.151 | 0.292
2024-10-31 08:00 | 0.484 | 0.673 | 0.481 | 0.178 | 0.428 | 0.408 | 0.357 | 0.526 | 0.419 | 0.112 | 0.174 | 0.271 | 0.376 | 0.343 | 0.272 | 0.177 | 0.268 | 0.332
2024-10-31 09:00 | 0.636 | 0.644 | 0.632 | 0.074 | 0.602 | 0.305 | 0.525 | 0.436 | 0.602 | 0.106 | 0.331 | 0.213 | 0.566 | 0.239 | 0.32 | 0.116 | 0.408 | 0.384
2024-10-31 10:00 | 0.739 | 0.62 | 0.731 | 0.065 | 0.704 | 0.236 | 0.668 | 0.352 | 0.715 | 0.11 | 0.44 | 0.402 | 0.619 | 0.162 | 0.28 | 0.033 | 0.533 | 0.412
2024-10-31 11:00 | 0.787 | 0.6 | 0.759 | 0.097 | 0.726 | 0.249 | 0.726 | 0.3 | 0.757 | 0.145 | 0.442 | 0.404 | 0.566 | 0.154 | 0.26 | 0.021 | 0.605 | 0.473
2024-10-31 12:00 | 0.791 | 0.46 | 0.674 | 0.137 | 0.671 | 0.315 | 0.716 | 0.251 | 0.734 | 0.2 | 0.414 | 0.422 | 0.427 | 0.195 | 0.323 | 0.042 | 0.645 | 0.586
2024-10-31 13:00 | 0.744 | 0.544 | 0.602 | 0.175 | 0.501 | 0.398 | 0.642 | 0.184 | 0.633 | 0.267 | 0.382 | 0.439 | 0.294 | 0.261 | 0.322 | 0.085 | 0.664 | 0.706
2024-10-31 14:00 | 0.618 | 0.774 | 0.484 | 0.201 | 0.3 | 0.45 | 0.495 | 0.127 | 0.44 | 0.32 | 0.377 | 0.545 | 0.213 | 0.328 | 0.267 | 0.114 | 0.582 | 0.804
2024-10-31 15:00 | 0.504 | 0.866 | 0.36 | 0.236 | 0.192 | 0.439 | 0.332 | 0.101 | 0.239 | 0.322 | 0.368 | 0.707 | 0.155 | 0.377 | 0.223 | 0.072 | 0.429 | 0.846
2024-10-31 16:00 | 0.332 | 0.884 | 0.223 | 0.256 | 0.113 | 0.39 | 0.175 | 0.12 | 0.132 | 0.291 | 0.192 | 0.772 | 0.099 | 0.391 | 0.24 | 0.096 | 0.243 | 0.865
2024-10-31 17:00 | 0.119 | 0.896 | 0.077 | 0.246 | 0.045 | 0.223 | 0.047 | 0.201 | 0.051 | 0.195 | 0.121 | 0.88 | 0.044 | 0.208 | 0.149 | 0.182 | 0.071 | 0.867
2024-10-31 18:00 | 0.013 | 0.897 | 0.004 | 0.28 | 0.002 | 0.121 | 0 | 0.304 | 0.001 | 0.205 | 0.039 | 0.95 | 0.005 | 0.046 | 0.062 | 0.225 | 0.001 | 0.823
2024-10-31 19:00 | 0 | 0.873 | 0 | 0.174 | 0 | 0.163 | 0 | 0.375 | 0 | 0.309 | 0 | 0.896 | 0 | 0.016 | 0.001 | 0.225 | 0 | 0.774
2024-10-31 20:00 | 0 | 0.85 | 0 | 0.27 | 0 | 0.22 | 0 | 0.343 | 0 | 0.347 | 0 | 0.713 | 0 | 0.017 | 0 | 0.175 | 0 | 0.803
2024-10-31 21:00 | 0 | 0.813 | 0 | 0.882 | 0 | 0.176 | 0 | 0.289 | 0 | 0.376 | 0 | 0.413 | 0 | 0.031 | 0 | 0.159 | 0 | 0.831
2024-10-31 22:00 | 0 | 0.795 | 0 | 0.947 | 0 | 0.1 | 0 | 0.301 | 0 | 0.27 | 0 | 0.145 | 0 | 0.076 | 0 | 0.201 | 0 | 0.823
2024-10-31 23:00 | 0 | 0.733 | 0 | 0.869 | 0 | 0.121 | 0 | 0.268 | 0 | 0.156 | 0 | 0.024 | 0 | 0.162 | 0 | 0.261 | 0 | 0.808
2024-11-01 | 0 | 0.525 | 0 | 0.618 | 0 | 0.14 | 0 | 0.222 | 0 | 0.084 | 0 | 0.002 | 0 | 0.207 | 0 | 0.337 | 0 | 0.85
2024-11-01 01:00 | 0 | 0.243 | 0 | 0.315 | 0 | 0.098 | 0 | 0.197 | 0 | 0.042 | 0 | 0.001 | 0 | 0.169 | 0 | 0.434 | 0 | 0.867
2024-11-01 02:00 | 0 | 0.074 | 0 | 0.323 | 0 | 0.049 | 0 | 0.136 | 0 | 0.023 | 0 | 0.002 | 0 | 0.113 | 0 | 0.504 | 0 | 0.854
2024-11-01 03:00 | 0 | 0.058 | 0 | 0.351 | 0 | 0.019 | 0 | 0.064 | 0 | 0.022 | 0 | 0.011 | 0 | 0.073 | 0 | 0.556 | 0 | 0.834
2024-11-01 04:00 | 0 | 0.144 | 0 | 0.378 | 0 | 0.002 | 0 | 0.041 | 0 | 0.007 | 0 | 0.024 | 0 | 0.038 | 0 | 0.595 | 0 | 0.812
2024-11-01 05:00 | 0 | 0.383 | 0 | 0.44 | 0 | 0.001 | 0 | 0.032 | 0 | 0.01 | 0 | 0.025 | 0 | 0.021 | 0 | 0.601 | 0 | 0.765
2024-11-01 06:00 | 0.081 | 0.547 | 0.065 | 0.335 | 0.019 | 0.003 | 0.056 | 0.036 | 0.025 | 0.023 | 0.018 | 0.026 | 0.016 | 0.013 | 0.013 | 0.573 | 0.065 | 0.65
2024-11-01 07:00 | 0.277 | 0.559 | 0.252 | 0.382 | 0.073 | 0.007 | 0.177 | 0.011 | 0.097 | 0.039 | 0.192 | 0.008 | 0.074 | 0.01 | 0.139 | 0.578 | 0.194 | 0.305
2024-11-01 08:00 | 0.468 | 0.826 | 0.454 | 0.55 | 0.153 | 0.015 | 0.307 | 0.001 | 0.204 | 0.06 | 0.395 | 0 | 0.168 | 0.01 | 0.352 | 0.774 | 0.367 | 0.091
2024-11-01 09:00 | 0.603 | 0.902 | 0.611 | 0.69 | 0.248 | 0.043 | 0.388 | 0.005 | 0.308 | 0.092 | 0.562 | 0.042 | 0.284 | 0.054 | 0.553 | 0.856 | 0.547 | 0.084
2024-11-01 10:00 | 0.607 | 0.896 | 0.718 | 0.724 | 0.355 | 0.142 | 0.463 | 0.05 | 0.374 | 0.159 | 0.68 | 0.148 | 0.425 | 0.207 | 0.651 | 0.89 | 0.705 | 0.093
2024-11-01 11:00 | 0.721 | 0.873 | 0.776 | 0.701 | 0.463 | 0.254 | 0.603 | 0.101 | 0.407 | 0.211 | 0.748 | 0.253 | 0.57 | 0.318 | 0.749 | 0.911 | 0.757 | 0.089
2024-11-01 12:00 | 0.776 | 0.85 | 0.788 | 0.669 | 0.566 | 0.329 | 0.653 | 0.111 | 0.434 | 0.237 | 0.769 | 0.323 | 0.618 | 0.308 | 0.806 | 0.923 | 0.752 | 0.18
2024-11-01 13:00 | 0.738 | 0.85 | 0.751 | 0.661 | 0.549 | 0.379 | 0.546 | 0.104 | 0.488 | 0.251 | 0.745 | 0.358 | 0.57 | 0.294 | 0.796 | 0.926 | 0.699 | 0.274
2024-11-01 14:00 | 0.653 | 0.822 | 0.665 | 0.642 | 0.42 | 0.41 | 0.411 | 0.086 | 0.471 | 0.259 | 0.676 | 0.365 | 0.482 | 0.266 | 0.729 | 0.915 | 0.596 | 0.395
2024-11-01 15:00 | 0.517 | 0.78 | 0.527 | 0.601 | 0.286 | 0.358 | 0.259 | 0.076 | 0.333 | 0.293 | 0.558 | 0.344 | 0.342 | 0.228 | 0.607 | 0.895 | 0.444 | 0.481
2024-11-01 16:00 | 0.335 | 0.77 | 0.337 | 0.541 | 0.191 | 0.298 | 0.138 | 0.068 | 0.18 | 0.285 | 0.389 | 0.294 | 0.208 | 0.195 | 0.448 | 0.866 | 0.254 | 0.439
2024-11-01 17:00 | 0.122 | 0.719 | 0.111 | 0.464 | 0.085 | 0.208 | 0.042 | 0.056 | 0.065 | 0.211 | 0.179 | 0.236 | 0.075 | 0.133 | 0.244 | 0.821 | 0.061 | 0.278
2024-11-01 18:00 | 0.014 | 0.605 | 0.009 | 0.374 | 0.004 | 0.149 | 0 | 0.062 | 0.002 | 0.149 | 0.02 | 0.181 | 0.005 | 0.113 | 0.055 | 0.656 | 0.002 | 0.13
2024-11-01 19:00 | 0 | 0.353 | 0 | 0.367 | 0 | 0.127 | 0 | 0.074 | 0 | 0.127 | 0 | 0.17 | 0 | 0.135 | 0 | 0.414 | 0 | 0.076
2024-11-01 20:00 | 0 | 0.192 | 0 | 0.41 | 0 | 0.104 | 0 | 0.069 | 0 | 0.105 | 0 | 0.197 | 0 | 0.153 | 0 | 0.311 | 0 | 0.033
2024-11-01 21:00 | 0 | 0.14 | 0 | 0.466 | 0 | 0.076 | 0 | 0.059 | 0 | 0.087 | 0 | 0.264 | 0 | 0.145 | 0 | 0.241 | 0 | 0.077
2024-11-01 22:00 | 0 | 0.162 | 0 | 0.472 | 0 | 0.052 | 0 | 0.053 | 0 | 0.071 | 0 | 0.352 | 0 | 0.129 | 0 | 0.194 | 0 | 0.247
2024-11-01 23:00 | 0 | 0.241 | 0 | 0.441 | 0 | 0.045 | 0 | 0.05 | 0 | 0.083 | 0 | 0.469 | 0 | 0.117 | 0 | 0.158 | 0 | 0.305
2024-11-02 | 0 | 0.335 | 0 | 0.358 | 0 | 0.051 | 0 | 0.053 | 0 | 0.118 | 0 | 0.567 | 0 | 0.117 | 0 | 0.116 | 0 | 0.311
2024-11-02 01:00 | 0 | 0.422 | 0 | 0.251 | 0 | 0.06 | 0 | 0.055 | 0 | 0.141 | 0 | 0.585 | 0 | 0.113 | 0 | 0.082 | 0 | 0.328
2024-11-02 02:00 | 0 | 0.41 | 0 | 0.158 | 0 | 0.066 | 0 | 0.058 | 0 | 0.151 | 0 | 0.538 | 0 | 0.108 | 0 | 0.054 | 0 | 0.341
2024-11-02 03:00 | 0 | 0.379 | 0 | 0.088 | 0 | 0.068 | 0 | 0.053 | 0 | 0.16 | 0 | 0.472 | 0 | 0.103 | 0 | 0.037 | 0 | 0.364
2024-11-02 04:00 | 0 | 0.374 | 0 | 0.041 | 0 | 0.071 | 0 | 0.047 | 0 | 0.18 | 0 | 0.41 | 0 | 0.102 | 0 | 0.025 | 0 | 0.413
2024-11-02 05:00 | 0 | 0.347 | 0 | 0.015 | 0 | 0.084 | 0.001 | 0.052 | 0.001 | 0.224 | 0 | 0.34 | 0 | 0.114 | 0 | 0.018 | 0.006 | 0.423
2024-11-02 06:00 | 0.074 | 0.374 | 0.068 | 0.005 | 0.079 | 0.07 | 0.087 | 0.047 | 0.092 | 0.182 | 0.019 | 0.251 | 0.068 | 0.091 | 0.012 | 0.012 | 0.121 | 0.41
2024-11-02 07:00 | 0.241 | 0.516 | 0.277 | 0 | 0.275 | 0.03 | 0.28 | 0.026 | 0.297 | 0.083 | 0.195 | 0.071 | 0.256 | 0.037 | 0.086 | 0.011 | 0.32 | 0.462
2024-11-02 08:00 | 0.459 | 0.561 | 0.475 | 0.033 | 0.464 | 0.01 | 0.463 | 0.045 | 0.482 | 0.084 | 0.4 | 0.002 | 0.443 | 0.011 | 0.182 | 0.015 | 0.506 | 0.381
2024-11-02 09:00 | 0.615 | 0.58 | 0.628 | 0.247 | 0.611 | 0.002 | 0.602 | 0.047 | 0.623 | 0.025 | 0.564 | 0 | 0.591 | 0.001 | 0.294 | 0.017 | 0.647 | 0.291
2024-11-02 10:00 | 0.709 | 0.59 | 0.73 | 0.364 | 0.707 | 0.001 | 0.691 | 0.035 | 0.714 | 0.003 | 0.68 | 0.013 | 0.689 | 0 | 0.431 | 0.02 | 0.737 | 0.261
2024-11-02 11:00 | 0.775 | 0.619 | 0.782 | 0.397 | 0.754 | 0.001 | 0.732 | 0.027 | 0.756 | 0 | 0.746 | 0.059 | 0.737 | 0 | 0.563 | 0.036 | 0.778 | 0.288
2024-11-02 12:00 | 0.786 | 0.684 | 0.787 | 0.379 | 0.754 | 0 | 0.728 | 0.024 | 0.753 | 0 | 0.767 | 0.098 | 0.741 | 0 | 0.722 | 0.068 | 0.771 | 0.316
2024-11-02 13:00 | 0.747 | 0.77 | 0.747 | 0.345 | 0.708 | 0 | 0.679 | 0.022 | 0.703 | 0 | 0.742 | 0.127 | 0.699 | 0 | 0.808 | 0.112 | 0.716 | 0.332
2024-11-02 14:00 | 0.661 | 0.85 | 0.659 | 0.312 | 0.617 | 0 | 0.582 | 0.025 | 0.609 | 0 | 0.673 | 0.155 | 0.611 | 0 | 0.749 | 0.168 | 0.612 | 0.325
2024-11-02 15:00 | 0.524 | 0.89 | 0.523 | 0.282 | 0.474 | 0 | 0.421 | 0.032 | 0.462 | 0 | 0.554 | 0.174 | 0.473 | 0 | 0.634 | 0.245 | 0.454 | 0.305
2024-11-02 16:00 | 0.335 | 0.899 | 0.334 | 0.252 | 0.284 | 0 | 0.233 | 0.048 | 0.269 | 0 | 0.386 | 0.185 | 0.29 | 0 | 0.467 | 0.328 | 0.253 | 0.286
2024-11-02 17:00 | 0.127 | 0.877 | 0.109 | 0.227 | 0.075 | 0.001 | 0.06 | 0.086 | 0.057 | 0 | 0.177 | 0.192 | 0.083 | 0 | 0.254 | 0.411 | 0.064 | 0.256
2024-11-02 18:00 | 0.016 | 0.799 | 0.009 | 0.233 | 0.005 | 0.008 | 0.002 | 0.197 | 0.003 | 0.005 | 0.019 | 0.247 | 0.007 | 0 | 0.048 | 0.47 | 0.002 | 0.218
2024-11-02 19:00 | 0 | 0.638 | 0 | 0.282 | 0 | 0.029 | 0 | 0.355 | 0 | 0.027 | 0 | 0.42 | 0 | 0 | 0.001 | 0.541 | 0 | 0.202
2024-11-02 20:00 | 0 | 0.464 | 0 | 0.367 | 0 | 0.08 | 0 | 0.456 | 0 | 0.089 | 0 | 0.485 | 0 | 0.001 | 0 | 0.599 | 0 | 0.241
2024-11-02 21:00 | 0 | 0.323 | 0 | 0.466 | 0 | 0.159 | 0 | 0.474 | 0 | 0.206 | 0 | 0.466 | 0 | 0.009 | 0 | 0.642 | 0 | 0.286
2024-11-02 22:00 | 0 | 0.234 | 0 | 0.538 | 0 | 0.231 | 0 | 0.442 | 0 | 0.336 | 0 | 0.434 | 0 | 0.056 | 0 | 0.654 | 0 | 0.294
2024-11-02 23:00 | 0 | 0.157 | 0 | 0.556 | 0 | 0.271 | 0 | 0.379 | 0 | 0.412 | 0 | 0.415 | 0 | 0.149 | 0 | 0.669 | 0 | 0.278
2024-11-03 | 0 | 0.108 | 0 | 0.488 | 0 | 0.293 | 0 | 0.319 | 0 | 0.448 | 0 | 0.41 | 0 | 0.255 | 0 | 0.69 | 0 | 0.225
2024-11-03 01:00 | 0 | 0.082 | 0 | 0.348 | 0 | 0.325 | 0 | 0.297 | 0 | 0.462 | 0 | 0.388 | 0 | 0.341 | 0 | 0.698 | 0 | 0.171
2024-11-03 02:00 | 0 | 0.072 | 0 | 0.223 | 0 | 0.367 | 0 | 0.332 | 0 | 0.503 | 0 | 0.356 | 0 | 0.385 | 0 | 0.705 | 0 | 0.144
2024-11-03 03:00 | 0 | 0.068 | 0 | 0.159 | 0 | 0.374 | 0 | 0.407 | 0 | 0.53 | 0 | 0.341 | 0 | 0.41 | 0 | 0.717 | 0 | 0.133
2024-11-03 04:00 | 0 | 0.057 | 0 | 0.132 | 0 | 0.38 | 0 | 0.496 | 0 | 0.511 | 0 | 0.363 | 0 | 0.402 | 0 | 0.732 | 0 | 0.118
2024-11-03 05:00 | 0 | 0.038 | 0 | 0.114 | 0 | 0.41 | 0.001 | 0.501 | 0.001 | 0.457 | 0 | 0.43 | 0 | 0.365 | 0 | 0.702 | 0.006 | 0.085
2024-11-03 06:00 | 0.06 | 0.012 | 0.068 | 0.084 | 0.078 | 0.328 | 0.086 | 0.463 | 0.09 | 0.261 | 0.018 | 0.479 | 0.067 | 0.241 | 0.014 | 0.616 | 0.088 | 0.048
2024-11-03 07:00 | 0.202 | 0.001 | 0.27 | 0.016 | 0.271 | 0.245 | 0.276 | 0.459 | 0.285 | 0.235 | 0.193 | 0.254 | 0.252 | 0.11 | 0.174 | 0.456 | 0.214 | 0.024
2024-11-03 08:00 | 0.412 | 0 | 0.464 | 0 | 0.461 | 0.195 | 0.462 | 0.386 | 0.472 | 0.179 | 0.396 | 0.099 | 0.439 | 0.114 | 0.384 | 0.414 | 0.333 | 0.018
2024-11-03 09:00 | 0.601 | 0 | 0.611 | 0.074 | 0.606 | 0.101 | 0.604 | 0.334 | 0.615 | 0.103 | 0.553 | 0.032 | 0.584 | 0.071 | 0.564 | 0.345 | 0.441 | 0.017
2024-11-03 10:00 | 0.72 | 0 | 0.713 | 0.131 | 0.701 | 0.041 | 0.695 | 0.331 | 0.706 | 0.055 | 0.664 | 0.016 | 0.68 | 0.038 | 0.693 | 0.253 | 0.558 | 0.038
2024-11-03 11:00 | 0.784 | 0.003 | 0.765 | 0.17 | 0.75 | 0.019 | 0.74 | 0.358 | 0.752 | 0.035 | 0.727 | 0.017 | 0.73 | 0.025 | 0.771 | 0.175 | 0.556 | 0.108
2024-11-03 12:00 | 0.793 | 0.05 | 0.772 | 0.195 | 0.749 | 0.014 | 0.736 | 0.391 | 0.747 | 0.035 | 0.746 | 0.024 | 0.732 | 0.022 | 0.802 | 0.121 | 0.55 | 0.177
2024-11-03 13:00 | 0.753 | 0.155 | 0.733 | 0.197 | 0.703 | 0.015 | 0.687 | 0.422 | 0.697 | 0.045 | 0.721 | 0.035 | 0.69 | 0.022 | 0.787 | 0.101 | 0.505 | 0.231
2024-11-03 14:00 | 0.666 | 0.311 | 0.649 | 0.188 | 0.611 | 0.019 | 0.586 | 0.459 | 0.599 | 0.063 | 0.653 | 0.045 | 0.598 | 0.022 | 0.723 | 0.092 | 0.417 | 0.265
2024-11-03 15:00 | 0.529 | 0.427 | 0.515 | 0.174 | 0.466 | 0.023 | 0.441 | 0.503 | 0.452 | 0.088 | 0.538 | 0.049 | 0.449 | 0.021 | 0.602 | 0.088 | 0.306 | 0.262
2024-11-03 16:00 | 0.343 | 0.499 | 0.33 | 0.152 | 0.273 | 0.027 | 0.252 | 0.556 | 0.262 | 0.121 | 0.375 | 0.047 | 0.27 | 0.023 | 0.446 | 0.104 | 0.172 | 0.248
2024-11-03 17:00 | 0.127 | 0.544 | 0.108 | 0.12 | 0.08 | 0.036 | 0.052 | 0.625 | 0.063 | 0.19 | 0.172 | 0.038 | 0.087 | 0.028 | 0.243 | 0.132 | 0.059 | 0.246
2024-11-03 18:00 | 0.016 | 0.593 | 0.009 | 0.087 | 0.006 | 0.072 | 0.002 | 0.639 | 0.003 | 0.369 | 0.02 | 0.059 | 0.007 | 0.073 | 0.037 | 0.179 | 0.001 | 0.22
2024-11-03 19:00 | 0 | 0.626 | 0 | 0.057 | 0 | 0.156 | 0 | 0.571 | 0 | 0.552 | 0 | 0.161 | 0 | 0.217 | 0.001 | 0.283 | 0 | 0.177
2024-11-03 20:00 | 0 | 0.641 | 0 | 0.029 | 0 | 0.349 | 0 | 0.48 | 0 | 0.559 | 0 | 0.283 | 0 | 0.458 | 0 | 0.433 | 0 | 0.155
2024-11-03 21:00 | 0 | 0.653 | 0 | 0.01 | 0 | 0.565 | 0 | 0.435 | 0 | 0.451 | 0 | 0.368 | 0 | 0.617 | 0 | 0.488 | 0 | 0.154
2024-11-03 22:00 | 0 | 0.667 | 0 | 0.001 | 0 | 0.715 | 0 | 0.391 | 0 | 0.332 | 0 | 0.395 | 0 | 0.633 | 0 | 0.427 | 0 | 0.163
2024-11-03 23:00 | 0 | 0.679 | 0 | 0 | 0 | 0.745 | 0 | 0.349 | 0 | 0.264 | 0 | 0.409 | 0 | 0.604 | 0 | 0.428 | 0 | 0.184
2024-11-04 | 0 | 0.697 | 0 | 0 | 0 | 0.768 | 0 | 0.31 | 0 | 0.254 | 0 | 0.41 | 0 | 0.613 | 0 | 0.429 | 0 | 0.205
2024-11-04 01:00 | 0 | 0.729 | 0 | 0.002 | 0 | 0.789 | 0 | 0.251 | 0 | 0.252 | 0 | 0.381 | 0 | 0.49 | 0 | 0.343 | 0 | 0.231
2024-11-04 02:00 | 0 | 0.784 | 0 | 0.042 | 0 | 0.713 | 0 | 0.202 | 0 | 0.276 | 0 | 0.313 | 0 | 0.366 | 0 | 0.264 | 0 | 0.258
2024-11-04 03:00 | 0 | 0.795 | 0 | 0.309 | 0 | 0.609 | 0 | 0.235 | 0 | 0.251 | 0 | 0.201 | 0 | 0.272 | 0 | 0.251 | 0 | 0.294
2024-11-04 04:00 | 0 | 0.75 | 0 | 0.646 | 0 | 0.534 | 0 | 0.237 | 0 | 0.264 | 0 | 0.097 | 0 | 0.209 | 0 | 0.337 | 0 | 0.346
2024-11-04 05:00 | 0.001 | 0.721 | 0 | 0.714 | 0 | 0.498 | 0 | 0.226 | 0.001 | 0.278 | 0 | 0.039 | 0 | 0.184 | 0 | 0.428 | 0.005 | 0.417
2024-11-04 06:00 | 0.082 | 0.768 | 0.071 | 0.545 | 0.078 | 0.574 | 0.072 | 0.38 | 0.084 | 0.376 | 0.027 | 0.013 | 0.068 | 0.243 | 0.01 | 0.468 | 0.094 | 0.535
2024-11-04 07:00 | 0.276 | 0.878 | 0.26 | 0.62 | 0.268 | 0.663 | 0.253 | 0.392 | 0.274 | 0.431 | 0.17 | 0.002 | 0.247 | 0.446 | 0.112 | 0.437 | 0.237 | 0.674
2024-11-04 08:00 | 0.466 | 0.862 | 0.448 | 0.881 | 0.46 | 0.583 | 0.443 | 0.347 | 0.463 | 0.363 | 0.35 | 0.002 | 0.436 | 0.4 | 0.302 | 0.428 | 0.401 | 0.732
2024-11-04 09:00 | 0.61 | 0.753 | 0.593 | 0.832 | 0.606 | 0.471 | 0.587 | 0.323 | 0.601 | 0.31 | 0.524 | 0.001 | 0.584 | 0.319 | 0.496 | 0.42 | 0.551 | 0.758
2024-11-04 10:00 | 0.703 | 0.58 | 0.669 | 0.786 | 0.701 | 0.368 | 0.678 | 0.311 | 0.684 | 0.276 | 0.655 | 0 | 0.68 | 0.257 | 0.645 | 0.415 | 0.676 | 0.801
2024-11-04 11:00 | 0.746 | 0.42 | 0.72 | 0.765 | 0.744 | 0.279 | 0.716 | 0.312 | 0.717 | 0.253 | 0.721 | 0.001 | 0.729 | 0.2 | 0.747 | 0.487 | 0.753 | 0.869
2024-11-04 12:00 | 0.749 | 0.395 | 0.732 | 0.734 | 0.742 | 0.206 | 0.728 | 0.315 | 0.71 | 0.232 | 0.74 | 0.02 | 0.732 | 0.146 | 0.797 | 0.583 | 0.75 | 0.901
2024-11-04 13:00 | 0.71 | 0.484 | 0.68 | 0.705 | 0.698 | 0.159 | 0.683 | 0.313 | 0.668 | 0.209 | 0.715 | 0.06 | 0.689 | 0.11 | 0.786 | 0.674 | 0.693 | 0.898
2024-11-04 14:00 | 0.613 | 0.559 | 0.566 | 0.683 | 0.613 | 0.13 | 0.59 | 0.301 | 0.587 | 0.192 | 0.643 | 0.117 | 0.603 | 0.087 | 0.726 | 0.749 | 0.593 | 0.872
2024-11-04 15:00 | 0.464 | 0.53 | 0.376 | 0.672 | 0.472 | 0.117 | 0.448 | 0.278 | 0.449 | 0.185 | 0.51 | 0.188 | 0.464 | 0.074 | 0.615 | 0.787 | 0.435 | 0.823
2024-11-04 16:00 | 0.296 | 0.43 | 0.203 | 0.622 | 0.283 | 0.115 | 0.258 | 0.255 | 0.262 | 0.198 | 0.317 | 0.257 | 0.264 | 0.072 | 0.452 | 0.771 | 0.238 | 0.737
2024-11-04 17:00 | 0.114 | 0.249 | 0.082 | 0.465 | 0.076 | 0.141 | 0.05 | 0.245 | 0.062 | 0.223 | 0.152 | 0.273 | 0.089 | 0.086 | 0.245 | 0.686 | 0.068 | 0.587
2024-11-04 18:00 | 0.008 | 0.112 | 0.008 | 0.207 | 0.006 | 0.268 | 0.002 | 0.283 | 0.004 | 0.346 | 0.033 | 0.285 | 0.008 | 0.153 | 0.045 | 0.538 | 0.001 | 0.447
2024-11-04 19:00 | 0 | 0.074 | 0 | 0.084 | 0 | 0.488 | 0 | 0.355 | 0 | 0.518 | 0 | 0.403 | 0 | 0.261 | 0.002 | 0.409 | 0 | 0.384
2024-11-04 20:00 | 0 | 0.073 | 0 | 0.163 | 0 | 0.636 | 0 | 0.361 | 0 | 0.573 | 0 | 0.472 | 0 | 0.364 | 0 | 0.352 | 0 | 0.348
2024-11-04 21:00 | 0 | 0.128 | 0 | 0.259 | 0 | 0.689 | 0 | 0.355 | 0 | 0.567 | 0 | 0.491 | 0 | 0.413 | 0 | 0.379 | 0 | 0.261
2024-11-04 22:00 | 0 | 0.136 | 0 | 0.225 | 0 | 0.588 | 0 | 0.353 | 0 | 0.48 | 0 | 0.496 | 0 | 0.329 | 0 | 0.464 | 0 | 0.193
2024-11-04 23:00 | 0 | 0.118 | 0 | 0.124 | 0 | 0.377 | 0 | 0.33 | 0 | 0.308 | 0 | 0.51 | 0 | 0.147 | 0 | 0.526 | 0 | 0.223
2024-11-05 | 0 | 0.09 | 0 | 0.398 | 0 | 0.259 | 0 | 0.28 | 0 | 0.164 | 0 | 0.51 | 0 | 0.079 | 0 | 0.55 | 0 | 0.315
2024-11-05 01:00 | 0 | 0.07 | 0 | 0.606 | 0 | 0.208 | 0 | 0.21 | 0 | 0.086 | 0 | 0.488 | 0 | 0.118 | 0 | 0.6 | 0 | 0.557
2024-11-05 02:00 | 0 | 0.076 | 0 | 0.602 | 0 | 0.167 | 0 | 0.139 | 0 | 0.036 | 0 | 0.407 | 0 | 0.182 | 0 | 0.671 | 0 | 0.772
2024-11-05 03:00 | 0 | 0.113 | 0 | 0.583 | 0 | 0.108 | 0 | 0.089 | 0 | 0.003 | 0 | 0.266 | 0 | 0.236 | 0 | 0.697 | 0 | 0.808
2024-11-05 04:00 | 0 | 0.147 | 0 | 0.599 | 0 | 0.122 | 0 | 0.056 | 0 | 0.002 | 0 | 0.096 | 0 | 0.308 | 0 | 0.759 | 0 | 0.832
2024-11-05 05:00 | 0.001 | 0.125 | 0 | 0.615 | 0 | 0.213 | 0.001 | 0.043 | 0.002 | 0.066 | 0 | 0.016 | 0 | 0.32 | 0 | 0.796 | 0.001 | 0.825
2024-11-05 06:00 | 0.083 | 0.069 | 0.067 | 0.559 | 0.077 | 0.144 | 0.088 | 0.039 | 0.093 | 0.045 | 0.028 | 0.006 | 0.069 | 0.151 | 0.014 | 0.78 | 0.047 | 0.762
2024-11-05 07:00 | 0.248 | 0.017 | 0.163 | 0.613 | 0.229 | 0.056 | 0.288 | 0.084 | 0.287 | 0.001 | 0.166 | 0.006 | 0.232 | 0.064 | 0.075 | 0.832 | 0.205 | 0.574
2024-11-05 08:00 | 0.379 | 0.035 | 0.239 | 0.639 | 0.388 | 0.032 | 0.477 | 0.075 | 0.462 | 0 | 0.337 | 0.014 | 0.406 | 0.041 | 0.197 | 0.895 | 0.433 | 0.362
2024-11-05 09:00 | 0.526 | 0.11 | 0.421 | 0.605 | 0.539 | 0.043 | 0.617 | 0.081 | 0.581 | 0.001 | 0.486 | 0.032 | 0.556 | 0.047 | 0.325 | 0.926 | 0.591 | 0.182
2024-11-05 10:00 | 0.626 | 0.243 | 0.608 | 0.618 | 0.644 | 0.082 | 0.703 | 0.087 | 0.658 | 0.008 | 0.592 | 0.091 | 0.656 | 0.076 | 0.588 | 0.947 | 0.699 | 0.133
2024-11-05 11:00 | 0.694 | 0.441 | 0.727 | 0.633 | 0.701 | 0.128 | 0.742 | 0.084 | 0.692 | 0.029 | 0.655 | 0.192 | 0.712 | 0.103 | 0.671 | 0.96 | 0.743 | 0.277
2024-11-05 12:00 | 0.713 | 0.648 | 0.749 | 0.652 | 0.735 | 0.153 | 0.736 | 0.08 | 0.706 | 0.061 | 0.698 | 0.325 | 0.726 | 0.106 | 0.701 | 0.964 | 0.725 | 0.466
2024-11-05 13:00 | 0.678 | 0.774 | 0.706 | 0.698 | 0.695 | 0.156 | 0.686 | 0.074 | 0.662 | 0.095 | 0.702 | 0.494 | 0.681 | 0.099 | 0.615 | 0.966 | 0.637 | 0.583
2024-11-05 14:00 | 0.595 | 0.785 | 0.57 | 0.821 | 0.594 | 0.155 | 0.589 | 0.068 | 0.563 | 0.124 | 0.647 | 0.661 | 0.58 | 0.088 | 0.383 | 0.959 | 0.508 | 0.584
2024-11-05 15:00 | 0.476 | 0.736 | 0.376 | 0.849 | 0.433 | 0.161 | 0.444 | 0.068 | 0.408 | 0.152 | 0.529 | 0.774 | 0.438 | 0.085 | 0.354 | 0.944 | 0.354 | 0.525
2024-11-05 16:00 | 0.299 | 0.689 | 0.259 | 0.605 | 0.261 | 0.17 | 0.252 | 0.071 | 0.24 | 0.171 | 0.363 | 0.822 | 0.268 | 0.095 | 0.261 | 0.925 | 0.19 | 0.473
2024-11-05 17:00 | 0.123 | 0.681 | 0.117 | 0.51 | 0.083 | 0.141 | 0.045 | 0.078 | 0.07 | 0.153 | 0.169 | 0.833 | 0.087 | 0.097 | 0.157 | 0.896 | 0.055 | 0.516
2024-11-05 18:00 | 0.018 | 0.657 | 0.015 | 0.604 | 0.007 | 0.109 | 0.002 | 0.159 | 0.004 | 0.149 | 0.033 | 0.82 | 0.008 | 0.113 | 0.046 | 0.846 | 0.001 | 0.685
2024-11-05 19:00 | 0 | 0.526 | 0 | 0.642 | 0 | 0.083 | 0 | 0.284 | 0 | 0.153 | 0 | 0.77 | 0 | 0.137 | 0 | 0.779 | 0 | 0.768
2024-11-05 20:00 | 0 | 0.393 | 0 | 0.532 | 0 | 0.067 | 0 | 0.376 | 0 | 0.174 | 0 | 0.73 | 0 | 0.132 | 0 | 0.754 | 0 | 0.574
2024-11-05 21:00 | 0 | 0.291 | 0 | 0.41 | 0 | 0.071 | 0 | 0.44 | 0 | 0.236 | 0 | 0.691 | 0 | 0.102 | 0 | 0.733 | 0 | 0.265
2024-11-05 22:00 | 0 | 0.225 | 0 | 0.45 | 0 | 0.094 | 0 | 0.479 | 0 | 0.334 | 0 | 0.627 | 0 | 0.075 | 0 | 0.719 | 0 | 0.066
2024-11-05 23:00 | 0 | 0.203 | 0 | 0.606 | 0 | 0.117 | 0 | 0.501 | 0 | 0.431 | 0 | 0.586 | 0 | 0.039 | 0 | 0.69 | 0 | 0.044
2024-11-06 | 0 | 0.21 | 0 | 0.659 | 0 | 0.135 | 0 | 0.494 | 0 | 0.455 | 0 | 0.547 | 0 | 0.008 | 0 | 0.669 | 0 | 0.038
2024-11-06 01:00 | 0 | 0.22 | 0 | 0.501 | 0 | 0.179 | 0 | 0.455 | 0 | 0.434 | 0 | 0.54 | 0 | 0.003 | 0 | 0.661 | 0 | 0.066
2024-11-06 02:00 | 0 | 0.272 | 0 | 0.243 | 0 | 0.251 | 0 | 0.383 | 0 | 0.407 | 0 | 0.498 | 0 | 0.033 | 0 | 0.649 | 0 | 0.261
2024-11-06 03:00 | 0 | 0.352 | 0 | 0.099 | 0 | 0.309 | 0 | 0.313 | 0 | 0.387 | 0 | 0.395 | 0 | 0.128 | 0 | 0.62 | 0 | 0.352
2024-11-06 04:00 | 0 | 0.483 | 0 | 0.05 | 0 | 0.324 | 0 | 0.248 | 0 | 0.379 | 0 | 0.311 | 0 | 0.222 | 0 | 0.553 | 0 | 0.34
2024-11-06 05:00 | 0 | 0.531 | 0 | 0.036 | 0 | 0.32 | 0.001 | 0.201 | 0.002 | 0.386 | 0 | 0.243 | 0 | 0.241 | 0 | 0.491 | 0.007 | 0.343
2024-11-06 06:00 | 0.042 | 0.614 | 0.066 | 0.017 | 0.081 | 0.196 | 0.087 | 0.119 | 0.093 | 0.261 | 0.025 | 0.204 | 0.07 | 0.141 | 0.009 | 0.413 | 0.109 | 0.434
2024-11-06 07:00 | 0.137 | 0.715 | 0.21 | 0.037 | 0.272 | 0.147 | 0.284 | 0.134 | 0.289 | 0.319 | 0.201 | 0.15 | 0.256 | 0.077 | 0.065 | 0.379 | 0.282 | 0.374
2024-11-06 08:00 | 0.246 | 0.791 | 0.365 | 0.103 | 0.461 | 0.367 | 0.468 | 0.105 | 0.475 | 0.356 | 0.414 | 0.096 | 0.441 | 0.251 | 0.107 | 0.41 | 0.47 | 0.28
2024-11-06 09:00 | 0.417 | 0.827 | 0.541 | 0.272 | 0.599 | 0.422 | 0.607 | 0.067 | 0.615 | 0.334 | 0.592 | 0.055 | 0.577 | 0.325 | 0.133 | 0.41 | 0.615 | 0.239
2024-11-06 10:00 | 0.493 | 0.821 | 0.684 | 0.583 | 0.681 | 0.464 | 0.695 | 0.067 | 0.703 | 0.323 | 0.716 | 0.034 | 0.659 | 0.372 | 0.214 | 0.396 | 0.703 | 0.311
2024-11-06 11:00 | 0.617 | 0.816 | 0.751 | 0.753 | 0.716 | 0.494 | 0.737 | 0.074 | 0.744 | 0.323 | 0.785 | 0.04 | 0.697 | 0.422 | 0.218 | 0.371 | 0.739 | 0.504
2024-11-06 12:00 | 0.707 | 0.82 | 0.748 | 0.813 | 0.701 | 0.5 | 0.732 | 0.072 | 0.738 | 0.323 | 0.803 | 0.084 | 0.69 | 0.451 | 0.211 | 0.32 | 0.683 | 0.689
2024-11-06 13:00 | 0.74 | 0.868 | 0.708 | 0.854 | 0.632 | 0.501 | 0.683 | 0.066 | 0.677 | 0.31 | 0.774 | 0.169 | 0.63 | 0.467 | 0.322 | 0.267 | 0.55 | 0.722
2024-11-06 14:00 | 0.674 | 0.935 | 0.629 | 0.866 | 0.527 | 0.508 | 0.588 | 0.064 | 0.575 | 0.283 | 0.699 | 0.294 | 0.542 | 0.459 | 0.375 | 0.223 | 0.437 | 0.655
2024-11-06 15:00 | 0.539 | 0.965 | 0.501 | 0.839 | 0.39 | 0.516 | 0.443 | 0.064 | 0.419 | 0.261 | 0.575 | 0.39 | 0.438 | 0.42 | 0.368 | 0.184 | 0.326 | 0.593
2024-11-06 16:00 | 0.352 | 0.977 | 0.321 | 0.811 | 0.248 | 0.498 | 0.251 | 0.065 | 0.214 | 0.245 | 0.402 | 0.403 | 0.279 | 0.36 | 0.326 | 0.149 | 0.177 | 0.592
2024-11-06 17:00 | 0.134 | 0.972 | 0.11 | 0.827 | 0.082 | 0.42 | 0.047 | 0.077 | 0.069 | 0.214 | 0.184 | 0.386 | 0.085 | 0.274 | 0.203 | 0.133 | 0.051 | 0.543
2024-11-06 18:00 | 0.02 | 0.952 | 0.013 | 0.797 | 0.007 | 0.323 | 0.003 | 0.143 | 0.004 | 0.176 | 0.019 | 0.355 | 0.008 | 0.181 | 0.058 | 0.124 | 0.001 | 0.442
2024-11-06 19:00 | 0 | 0.912 | 0 | 0.786 | 0 | 0.273 | 0 | 0.196 | 0 | 0.152 | 0 | 0.374 | 0 | 0.122 | 0.001 | 0.118 | 0 | 0.371
2024-11-06 20:00 | 0 | 0.871 | 0 | 0.762 | 0 | 0.201 | 0 | 0.249 | 0 | 0.137 | 0 | 0.448 | 0 | 0.074 | 0 | 0.118 | 0 | 0.429
2024-11-06 21:00 | 0 | 0.813 | 0 | 0.702 | 0 | 0.147 | 0 | 0.308 | 0 | 0.121 | 0 | 0.635 | 0 | 0.053 | 0 | 0.132 | 0 | 0.522
2024-11-06 22:00 | 0 | 0.75 | 0 | 0.638 | 0 | 0.138 | 0 | 0.363 | 0 | 0.107 | 0 | 0.78 | 0 | 0.077 | 0 | 0.158 | 0 | 0.513
2024-11-06 23:00 | 0 | 0.733 | 0 | 0.58 | 0 | 0.178 | 0 | 0.401 | 0 | 0.086 | 0 | 0.773 | 0 | 0.206 | 0 | 0.198 | 0 | 0.544
2024-11-07 | 0 | 0.74 | 0 | 0.525 | 0 | 0.302 | 0 | 0.421 | 0 | 0.065 | 0 | 0.722 | 0 | 0.466 | 0 | 0.27 | 0 | 0.611
2024-11-07 01:00 | 0 | 0.735 | 0 | 0.501 | 0 | 0.447 | 0 | 0.447 | 0 | 0.069 | 0 | 0.655 | 0 | 0.643 | 0 | 0.341 | 0 | 0.61
2024-11-07 02:00 | 0 | 0.701 | 0 | 0.54 | 0 | 0.484 | 0 | 0.482 | 0 | 0.096 | 0 | 0.592 | 0 | 0.682 | 0 | 0.355 | 0 | 0.568
2024-11-07 03:00 | 0 | 0.666 | 0 | 0.583 | 0 | 0.451 | 0 | 0.534 | 0 | 0.128 | 0 | 0.558 | 0 | 0.647 | 0 | 0.346 | 0 | 0.54
2024-11-07 04:00 | 0 | 0.622 | 0 | 0.586 | 0 | 0.389 | 0 | 0.615 | 0 | 0.167 | 0 | 0.576 | 0 | 0.574 | 0 | 0.344 | 0 | 0.526
2024-11-07 05:00 | 0.001 | 0.51 | 0 | 0.56 | 0.001 | 0.278 | 0.001 | 0.64 | 0.002 | 0.195 | 0 | 0.653 | 0 | 0.479 | 0 | 0.345 | 0.005 | 0.484
2024-11-07 06:00 | 0.062 | 0.413 | 0.072 | 0.496 | 0.074 | 0.101 | 0.086 | 0.546 | 0.086 | 0.199 | 0.025 | 0.657 | 0.066 | 0.286 | 0.023 | 0.332 | 0.089 | 0.44
2024-11-07 07:00 | 0.168 | 0.434 | 0.282 | 0.523 | 0.177 | 0.019 | 0.27 | 0.496 | 0.241 | 0.422 | 0.196 | 0.653 | 0.181 | 0.146 | 0.166 | 0.302 | 0.224 | 0.398
2024-11-07 08:00 | 0.276 | 0.422 | 0.487 | 0.285 | 0.267 | 0.011 | 0.451 | 0.484 | 0.399 | 0.508 | 0.392 | 0.627 | 0.323 | 0.099 | 0.374 | 0.313 | 0.371 | 0.355
2024-11-07 09:00 | 0.405 | 0.364 | 0.643 | 0.071 | 0.492 | 0.019 | 0.588 | 0.432 | 0.488 | 0.473 | 0.561 | 0.31 | 0.505 | 0.014 | 0.553 | 0.277 | 0.489 | 0.294
2024-11-07 10:00 | 0.504 | 0.294 | 0.743 | 0.024 | 0.669 | 0.065 | 0.676 | 0.398 | 0.554 | 0.437 | 0.675 | 0.086 | 0.655 | 0.003 | 0.698 | 0.198 | 0.558 | 0.228
2024-11-07 11:00 | 0.611 | 0.261 | 0.79 | 0.02 | 0.729 | 0.125 | 0.714 | 0.381 | 0.618 | 0.403 | 0.732 | 0.004 | 0.689 | 0.011 | 0.783 | 0.146 | 0.556 | 0.196
2024-11-07 12:00 | 0.732 | 0.274 | 0.787 | 0.063 | 0.722 | 0.185 | 0.708 | 0.368 | 0.648 | 0.393 | 0.744 | 0 | 0.681 | 0.041 | 0.818 | 0.154 | 0.576 | 0.174
2024-11-07 13:00 | 0.759 | 0.337 | 0.745 | 0.161 | 0.648 | 0.233 | 0.655 | 0.376 | 0.632 | 0.388 | 0.696 | 0 | 0.599 | 0.088 | 0.804 | 0.233 | 0.54 | 0.179
2024-11-07 14:00 | 0.678 | 0.428 | 0.655 | 0.262 | 0.51 | 0.27 | 0.56 | 0.428 | 0.525 | 0.376 | 0.604 | 0.009 | 0.455 | 0.161 | 0.739 | 0.407 | 0.45 | 0.234
2024-11-07 15:00 | 0.54 | 0.497 | 0.512 | 0.341 | 0.325 | 0.297 | 0.421 | 0.51 | 0.371 | 0.343 | 0.499 | 0.029 | 0.261 | 0.307 | 0.626 | 0.624 | 0.352 | 0.288
2024-11-07 16:00 | 0.352 | 0.492 | 0.31 | 0.345 | 0.145 | 0.379 | 0.236 | 0.605 | 0.188 | 0.305 | 0.369 | 0.044 | 0.124 | 0.562 | 0.452 | 0.791 | 0.215 | 0.289
2024-11-07 17:00 | 0.133 | 0.413 | 0.106 | 0.328 | 0.039 | 0.495 | 0.06 | 0.705 | 0.05 | 0.305 | 0.179 | 0.05 | 0.038 | 0.632 | 0.203 | 0.873 | 0.07 | 0.245
2024-11-07 18:00 | 0.02 | 0.285 | 0.016 | 0.376 | 0.001 | 0.43 | 0.003 | 0.698 | 0.001 | 0.383 | 0.026 | 0.085 | 0.001 | 0.193 | 0.04 | 0.905 | 0.002 | 0.205
2024-11-07 19:00 | 0 | 0.167 | 0 | 0.516 | 0 | 0.037 | 0 | 0.552 | 0 | 0.303 | 0 | 0.253 | 0 | 0.019 | 0.001 | 0.906 | 0 | 0.195
2024-11-07 20:00 | 0 | 0.084 | 0 | 0.63 | 0 | 0 | 0 | 0.676 | 0 | 0.089 | 0 | 0.444 | 0 | 0.031 | 0 | 0.899 | 0 | 0.195
2024-11-07 21:00 | 0 | 0.045 | 0 | 0.682 | 0 | 0.05 | 0 | 0.837 | 0 | 0.348 | 0 | 0.607 | 0 | 0.069 | 0 | 0.896 | 0 | 0.2
2024-11-07 22:00 | 0 | 0.029 | 0 | 0.666 | 0 | 0.17 | 0 | 0.837 | 0 | 0.613 | 0 | 0.727 | 0 | 0.326 | 0 | 0.884 | 0 | 0.167
2024-11-07 23:00 | 0 | 0.035 | 0 | 0.603 | 0 | 0.417 | 0 | 0.7 | 0 | 0.493 | 0 | 0.776 | 0 | 0.482 | 0 | 0.881 | 0 | 0.119
2024-11-08 | 0 | 0.046 | 0 | 0.514 | 0 | 0.642 | 0 | 0.48 | 0 | 0.362 | 0 | 0.758 | 0 | 0.556 | 0 | 0.892 | 0 | 0.08
2024-11-08 01:00 | 0 | 0.03 | 0 | 0.41 | 0 | 0.55 | 0 | 0.325 | 0 | 0.302 | 0 | 0.7 | 0 | 0.481 | 0 | 0.899 | 0 | 0.054
2024-11-08 02:00 | 0 | 0.033 | 0 | 0.332 | 0 | 0.383 | 0 | 0.374 | 0 | 0.235 | 0 | 0.646 | 0 | 0.368 | 0 | 0.896 | 0 | 0.051
2024-11-08 03:00 | 0 | 0.061 | 0 | 0.335 | 0 | 0.335 | 0 | 0.519 | 0 | 0.205 | 0 | 0.618 | 0 | 0.295 | 0 | 0.899 | 0 | 0.055
2024-11-08 04:00 | 0 | 0.099 | 0 | 0.397 | 0 | 0.333 | 0 | 0.557 | 0 | 0.244 | 0 | 0.637 | 0 | 0.264 | 0 | 0.88 | 0 | 0.05
2024-11-08 05:00 | 0.001 | 0.096 | 0 | 0.478 | 0.001 | 0.381 | 0 | 0.533 | 0.002 | 0.3 | 0 | 0.683 | 0 | 0.249 | 0 | 0.841 | 0.008 | 0.03
2024-11-08 06:00 | 0.073 | 0.084 | 0.073 | 0.38 | 0.081 | 0.479 | 0.043 | 0.538 | 0.093 | 0.339 | 0.026 | 0.629 | 0.07 | 0.352 | 0.022 | 0.809 | 0.084 | 0.016
2024-11-08 07:00 | 0.236 | 0.113 | 0.269 | 0.323 | 0.271 | 0.528 | 0.159 | 0.668 | 0.287 | 0.343 | 0.193 | 0.337 | 0.248 | 0.355 | 0.177 | 0.755 | 0.209 | 0.008
2024-11-08 08:00 | 0.416 | 0.129 | 0.424 | 0.19 | 0.462 | 0.446 | 0.302 | 0.74 | 0.474 | 0.407 | 0.377 | 0.249 | 0.433 | 0.224 | 0.384 | 0.739 | 0.349 | 0.002
2024-11-08 09:00 | 0.521 | 0.171 | 0.477 | 0.045 | 0.607 | 0.367 | 0.436 | 0.715 | 0.616 | 0.46 | 0.52 | 0.194 | 0.573 | 0.161 | 0.561 | 0.601 | 0.432 | 0.002
2024-11-08 10:00 | 0.63 | 0.2 | 0.66 | 0.014 | 0.692 | 0.361 | 0.531 | 0.604 | 0.706 | 0.531 | 0.645 | 0.337 | 0.654 | 0.177 | 0.69 | 0.391 | 0.486 | 0.011
2024-11-08 11:00 | 0.652 | 0.276 | 0.759 | 0.045 | 0.728 | 0.418 | 0.602 | 0.476 | 0.749 | 0.61 | 0.708 | 0.613 | 0.692 | 0.249 | 0.77 | 0.291 | 0.466 | 0.072
2024-11-08 12:00 | 0.611 | 0.422 | 0.764 | 0.087 | 0.719 | 0.464 | 0.611 | 0.351 | 0.733 | 0.648 | 0.719 | 0.789 | 0.68 | 0.343 | 0.802 | 0.291 | 0.474 | 0.174
2024-11-08 13:00 | 0.48 | 0.603 | 0.714 | 0.13 | 0.668 | 0.484 | 0.584 | 0.242 | 0.664 | 0.622 | 0.696 | 0.856 | 0.626 | 0.449 | 0.787 | 0.337 | 0.428 | 0.247
2024-11-08 14:00 | 0.364 | 0.756 | 0.554 | 0.166 | 0.568 | 0.509 | 0.504 | 0.174 | 0.558 | 0.571 | 0.621 | 0.909 | 0.539 | 0.568 | 0.722 | 0.429 | 0.369 | 0.321
2024-11-08 15:00 | 0.245 | 0.818 | 0.295 | 0.151 | 0.387 | 0.569 | 0.392 | 0.144 | 0.415 | 0.538 | 0.502 | 0.934 | 0.407 | 0.674 | 0.613 | 0.565 | 0.285 | 0.37
2024-11-08 16:00 | 0.119 | 0.828 | 0.176 | 0.068 | 0.182 | 0.685 | 0.243 | 0.145 | 0.241 | 0.546 | 0.346 | 0.912 | 0.25 | 0.737 | 0.45 | 0.744 | 0.169 | 0.374
2024-11-08 17:00 | 0.042 | 0.809 | 0.115 | 0.028 | 0.072 | 0.644 | 0.074 | 0.158 | 0.072 | 0.464 | 0.165 | 0.864 | 0.093 | 0.627 | 0.246 | 0.831 | 0.06 | 0.347
2024-11-08 18:00 | 0.004 | 0.761 | 0.017 | 0.019 | 0.006 | 0.422 | 0.004 | 0.202 | 0.005 | 0.341 | 0.038 | 0.829 | 0.01 | 0.359 | 0.043 | 0.846 | 0.001 | 0.272
2024-11-08 19:00 | 0 | 0.674 | 0 | 0.023 | 0 | 0.336 | 0 | 0.232 | 0 | 0.277 | 0 | 0.782 | 0 | 0.262 | 0.003 | 0.84 | 0 | 0.222
2024-11-08 20:00 | 0 | 0.593 | 0 | 0.093 | 0 | 0.354 | 0 | 0.223 | 0 | 0.23 | 0 | 0.754 | 0 | 0.272 | 0 | 0.85 | 0 | 0.208
2024-11-08 21:00 | 0 | 0.516 | 0 | 0.302 | 0 | 0.349 | 0 | 0.231 | 0 | 0.17 | 0 | 0.692 | 0 | 0.276 | 0 | 0.831 | 0 | 0.197
2024-11-08 22:00 | 0 | 0.484 | 0 | 0.328 | 0 | 0.327 | 0 | 0.235 | 0 | 0.128 | 0 | 0.709 | 0 | 0.32 | 0 | 0.791 | 0 | 0.235
2024-11-08 23:00 | 0 | 0.484 | 0 | 0.159 | 0 | 0.315 | 0 | 0.261 | 0 | 0.15 | 0 | 0.713 | 0 | 0.48 | 0 | 0.743 | 0 | 0.31
2024-11-09 | 0 | 0.527 | 0 | 0.337 | 0 | 0.364 | 0 | 0.311 | 0 | 0.14 | 0 | 0.649 | 0 | 0.525 | 0 | 0.675 | 0 | 0.289
2024-11-09 01:00 | 0 | 0.54 | 0 | 0.618 | 0 | 0.433 | 0 | 0.368 | 0 | 0.135 | 0 | 0.547 | 0 | 0.566 | 0 | 0.609 | 0 | 0.31
2024-11-09 02:00 | 0 | 0.545 | 0 | 0.714 | 0 | 0.526 | 0 | 0.311 | 0 | 0.155 | 0 | 0.459 | 0 | 0.655 | 0 | 0.558 | 0 | 0.374
2024-11-09 03:00 | 0 | 0.594 | 0 | 0.77 | 0 | 0.666 | 0 | 0.266 | 0 | 0.231 | 0 | 0.343 | 0 | 0.666 | 0 | 0.527 | 0 | 0.417
2024-11-09 04:00 | 0 | 0.599 | 0 | 0.815 | 0 | 0.733 | 0 | 0.157 | 0 | 0.302 | 0 | 0.233 | 0 | 0.544 | 0 | 0.499 | 0 | 0.473
2024-11-09 05:00 | 0.002 | 0.55 | 0 | 0.817 | 0 | 0.705 | 0 | 0.136 | 0.002 | 0.346 | 0 | 0.151 | 0 | 0.386 | 0 | 0.507 | 0.003 | 0.562
2024-11-09 06:00 | 0.063 | 0.54 | 0.069 | 0.837 | 0.068 | 0.762 | 0.056 | 0.17 | 0.075 | 0.455 | 0.03 | 0.084 | 0.07 | 0.457 | 0.023 | 0.464 | 0.039 | 0.63
2024-11-09 07:00 | 0.15 | 0.678 | 0.24 | 0.948 | 0.224 | 0.808 | 0.187 | 0.225 | 0.212 | 0.552 | 0.187 | 0.099 | 0.239 | 0.616 | 0.131 | 0.411 | 0.104 | 0.697
2024-11-09 08:00 | 0.323 | 0.778 | 0.431 | 0.93 | 0.441 | 0.829 | 0.364 | 0.239 | 0.386 | 0.601 | 0.373 | 0.025 | 0.414 | 0.715 | 0.26 | 0.334 | 0.218 | 0.702
2024-11-09 09:00 | 0.482 | 0.823 | 0.582 | 0.917 | 0.59 | 0.837 | 0.49 | 0.218 | 0.582 | 0.643 | 0.544 | 0.005 | 0.566 | 0.734 | 0.396 | 0.184 | 0.383 | 0.663
2024-11-09 10:00 | 0.579 | 0.849 | 0.674 | 0.921 | 0.698 | 0.819 | 0.581 | 0.195 | 0.695 | 0.685 | 0.672 | 0.059 | 0.667 | 0.73 | 0.49 | 0.065 | 0.443 | 0.606
2024-11-09 11:00 | 0.591 | 0.869 | 0.733 | 0.926 | 0.716 | 0.785 | 0.543 | 0.189 | 0.725 | 0.69 | 0.738 | 0.161 | 0.688 | 0.732 | 0.545 | 0.017 | 0.444 | 0.644
2024-11-09 12:00 | 0.583 | 0.904 | 0.747 | 0.919 | 0.662 | 0.766 | 0.508 | 0.207 | 0.671 | 0.651 | 0.729 | 0.265 | 0.65 | 0.73 | 0.636 | 0.004 | 0.474 | 0.747
2024-11-09 13:00 | 0.551 | 0.933 | 0.699 | 0.908 | 0.601 | 0.765 | 0.506 | 0.233 | 0.608 | 0.608 | 0.621 | 0.366 | 0.598 | 0.712 | 0.722 | 0 | 0.441 | 0.804
2024-11-09 14:00 | 0.47 | 0.951 | 0.578 | 0.899 | 0.528 | 0.758 | 0.394 | 0.229 | 0.485 | 0.601 | 0.523 | 0.419 | 0.49 | 0.673 | 0.715 | 0 | 0.314 | 0.819
2024-11-09 15:00 | 0.342 | 0.96 | 0.412 | 0.885 | 0.4 | 0.74 | 0.237 | 0.206 | 0.35 | 0.601 | 0.422 | 0.384 | 0.365 | 0.615 | 0.608 | 0.008 | 0.16 | 0.8
2024-11-09 16:00 | 0.216 | 0.961 | 0.259 | 0.854 | 0.248 | 0.7 | 0.12 | 0.173 | 0.209 | 0.59 | 0.286 | 0.289 | 0.218 | 0.556 | 0.448 | 0.035 | 0.085 | 0.749
2024-11-09 17:00 | 0.09 | 0.948 | 0.11 | 0.792 | 0.09 | 0.633 | 0.039 | 0.118 | 0.065 | 0.538 | 0.137 | 0.183 | 0.089 | 0.468 | 0.247 | 0.077 | 0.02 | 0.677
2024-11-09 18:00 | 0.013 | 0.91 | 0.017 | 0.655 | 0.009 | 0.514 | 0.001 | 0.101 | 0.004 | 0.407 | 0.034 | 0.164 | 0.01 | 0.374 | 0.051 | 0.126 | 0 | 0.619
2024-11-09 19:00 | 0 | 0.89 | 0 | 0.62 | 0 | 0.485 | 0 | 0.108 | 0 | 0.369 | 0 | 0.344 | 0 | 0.413 | 0.004 | 0.176 | 0 | 0.663
2024-11-09 20:00 | 0 | 0.888 | 0 | 0.567 | 0 | 0.505 | 0 | 0.118 | 0 | 0.381 | 0 | 0.415 | 0 | 0.4 | 0 | 0.252 | 0 | 0.701
2024-11-09 21:00 | 0 | 0.866 | 0 | 0.471 | 0 | 0.498 | 0 | 0.14 | 0 | 0.422 | 0 | 0.355 | 0 | 0.347 | 0 | 0.289 | 0 | 0.73
2024-11-09 22:00 | 0 | 0.835 | 0 | 0.404 | 0 | 0.483 | 0 | 0.17 | 0 | 0.464 | 0 | 0.248 | 0 | 0.287 | 0 | 0.261 | 0 | 0.7
2024-11-09 23:00 | 0 | 0.821 | 0 | 0.341 | 0 | 0.476 | 0 | 0.223 | 0 | 0.49 | 0 | 0.188 | 0 | 0.247 | 0 | 0.213 | 0 | 0.646
2024-11-10 | 0 | 0.83 | 0 | 0.249 | 0 | 0.449 | 0 | 0.277 | 0 | 0.484 | 0 | 0.165 | 0 | 0.22 | 0 | 0.146 | 0 | 0.58
2024-11-10 01:00 | 0 | 0.837 | 0 | 0.123 | 0 | 0.414 | 0 | 0.291 | 0 | 0.437 | 0 | 0.155 | 0 | 0.18 | 0 | 0.094 | 0 | 0.556
2024-11-10 02:00 | 0 | 0.85 | 0 | 0.022 | 0 | 0.362 | 0 | 0.298 | 0 | 0.381 | 0 | 0.15 | 0 | 0.146 | 0 | 0.059 | 0 | 0.516
2024-11-10 03:00 | 0 | 0.863 | 0 | 0 | 0 | 0.312 | 0 | 0.315 | 0 | 0.328 | 0 | 0.154 | 0 | 0.115 | 0 | 0.048 | 0 | 0.491
2024-11-10 04:00 | 0 | 0.868 | 0 | 0.001 | 0 | 0.295 | 0 | 0.297 | 0 | 0.264 | 0 | 0.152 | 0 | 0.079 | 0 | 0.051 | 0 | 0.477
2024-11-10 05:00 | 0.001 | 0.887 | 0.001 | 0.065 | 0.001 | 0.218 | 0.001 | 0.264 | 0.003 | 0.155 | 0 | 0.124 | 0 | 0.036 | 0 | 0.061 | 0.005 | 0.466
2024-11-10 06:00 | 0.056 | 0.905 | 0.076 | 0.17 | 0.086 | 0.152 | 0.091 | 0.151 | 0.094 | 0.113 | 0.027 | 0.083 | 0.075 | 0.031 | 0.027 | 0.071 | 0.068 | 0.435
2024-11-10 07:00 | 0.144 | 0.96 | 0.263 | 0.133 | 0.224 | 0.314 | 0.268 | 0.223 | 0.267 | 0.234 | 0.189 | 0.06 | 0.218 | 0.285 | 0.154 | 0.073 | 0.167 | 0.473
2024-11-10 08:00 | 0.309 | 0.981 | 0.446 | 0.213 | 0.309 | 0.425 | 0.368 | 0.205 | 0.382 | 0.254 | 0.377 | 0.077 | 0.298 | 0.441 | 0.317 | 0.072 | 0.303 | 0.501
2024-11-10 09:00 | 0.473 | 0.985 | 0.593 | 0.31 | 0.329 | 0.416 | 0.402 | 0.154 | 0.399 | 0.245 | 0.533 | 0.083 | 0.324 | 0.404 | 0.469 | 0.054 | 0.384 | 0.512
2024-11-10 10:00 | 0.577 | 0.987 | 0.688 | 0.361 | 0.317 | 0.355 | 0.483 | 0.118 | 0.417 | 0.233 | 0.652 | 0.095 | 0.339 | 0.34 | 0.601 | 0.035 | 0.45 | 0.514
2024-11-10 11:00 | 0.617 | 0.987 | 0.722 | 0.405 | 0.306 | 0.284 | 0.49 | 0.07 | 0.382 | 0.193 | 0.733 | 0.181 | 0.347 | 0.267 | 0.676 | 0.017 | 0.461 | 0.571
2024-11-10 12:00 | 0.65 | 0.985 | 0.654 | 0.523 | 0.31 | 0.22 | 0.479 | 0.031 | 0.328 | 0.137 | 0.759 | 0.355 | 0.331 | 0.219 | 0.726 | 0.005 | 0.47 | 0.672
2024-11-10 13:00 | 0.646 | 0.987 | 0.55 | 0.655 | 0.295 | 0.188 | 0.453 | 0.015 | 0.294 | 0.096 | 0.734 | 0.559 | 0.328 | 0.206 | 0.702 | 0.004 | 0.449 | 0.742
2024-11-10 14:00 | 0.586 | 0.989 | 0.347 | 0.733 | 0.274 | 0.187 | 0.276 | 0.01 | 0.245 | 0.097 | 0.666 | 0.725 | 0.286 | 0.22 | 0.635 | 0.013 | 0.379 | 0.783
2024-11-10 15:00 | 0.497 | 0.991 | 0.208 | 0.812 | 0.216 | 0.22 | 0.2 | 0.006 | 0.204 | 0.123 | 0.55 | 0.792 | 0.226 | 0.259 | 0.505 | 0.049 | 0.254 | 0.802
2024-11-10 16:00 | 0.312 | 0.991 | 0.128 | 0.877 | 0.147 | 0.297 | 0.11 | 0.006 | 0.141 | 0.163 | 0.382 | 0.773 | 0.137 | 0.32 | 0.377 | 0.086 | 0.132 | 0.797
2024-11-10 17:00 | 0.127 | 0.991 | 0.057 | 0.817 | 0.064 | 0.386 | 0.036 | 0.014 | 0.064 | 0.188 | 0.179 | 0.707 | 0.052 | 0.373 | 0.219 | 0.08 | 0.038 | 0.758
2024-11-10 18:00 | 0.023 | 0.989 | 0.007 | 0.452 | 0.004 | 0.611 | 0 | 0.068 | 0.003 | 0.314 | 0.033 | 0.671 | 0.004 | 0.568 | 0.067 | 0.065 | 0 | 0.759
2024-11-10 19:00 | 0 | 0.983 | 0 | 0.311 | 0 | 0.669 | 0 | 0.149 | 0 | 0.484 | 0 | 0.719 | 0 | 0.668 | 0.003 | 0.054 | 0 | 0.757
2024-11-10 20:00 | 0 | 0.982 | 0 | 0.572 | 0 | 0.372 | 0 | 0.223 | 0 | 0.388 | 0 | 0.75 | 0 | 0.412 | 0 | 0.048 | 0 | 0.716
2024-11-10 21:00 | 0 | 0.967 | 0 | 0.69 | 0 | 0.245 | 0 | 0.283 | 0 | 0.18 | 0 | 0.739 | 0 | 0.22 | 0 | 0.053 | 0 | 0.658
2024-11-10 22:00 | 0 | 0.961 | 0 | 0.723 | 0 | 0.176 | 0 | 0.291 | 0 | 0.119 | 0 | 0.666 | 0 | 0.125 | 0 | 0.061 | 0 | 0.633
2024-11-10 23:00 | 0 | 0.95 | 0 | 0.585 | 0 | 0.128 | 0 | 0.245 | 0 | 0.164 | 0 | 0.559 | 0 | 0.073 | 0 | 0.073 | 0 | 0.559
2024-11-11 | 0 | 0.937 | 0 | 0.407 | 0 | 0.088 | 0 | 0.232 | 0 | 0.231 | 0 | 0.488 | 0 | 0.017 | 0 | 0.088 | 0 | 0.556
2024-11-11 01:00 | 0 | 0.935 | 0 | 0.376 | 0 | 0.05 | 0 | 0.261 | 0 | 0.248 | 0 | 0.434 | 0 | 0 | 0 | 0.114 | 0 | 0.567
2024-11-11 02:00 | 0 | 0.936 | 0 | 0.345 | 0 | 0.023 | 0 | 0.259 | 0 | 0.234 | 0 | 0.394 | 0 | 0 | 0 | 0.133 | 0 | 0.525
2024-11-11 03:00 | 0 | 0.935 | 0 | 0.253 | 0 | 0.022 | 0 | 0.241 | 0 | 0.233 | 0 | 0.352 | 0 | 0.034 | 0 | 0.121 | 0 | 0.528
2024-11-11 04:00 | 0 | 0.925 | 0 | 0.227 | 0 | 0.063 | 0 | 0.233 | 0 | 0.172 | 0 | 0.307 | 0 | 0.124 | 0 | 0.142 | 0 | 0.533
2024-11-11 05:00 | 0.002 | 0.914 | 0 | 0.2 | 0 | 0.118 | 0 | 0.227 | 0 | 0.136 | 0 | 0.255 | 0 | 0.187 | 0 | 0.179 | 0.001 | 0.518
2024-11-11 06:00 | 0.073 | 0.894 | 0.063 | 0.12 | 0.026 | 0.172 | 0.033 | 0.274 | 0.036 | 0.093 | 0.024 | 0.18 | 0.036 | 0.169 | 0.014 | 0.254 | 0.042 | 0.459
2024-11-11 07:00 | 0.212 | 0.932 | 0.248 | 0.14 | 0.103 | 0.285 | 0.101 | 0.317 | 0.123 | 0.12 | 0.201 | 0.123 | 0.124 | 0.198 | 0.089 | 0.318 | 0.135 | 0.502
2024-11-11 08:00 | 0.368 | 0.93 | 0.453 | 0.299 | 0.216 | 0.399 | 0.221 | 0.179 | 0.197 | 0.155 | 0.411 | 0.055 | 0.19 | 0.278 | 0.219 | 0.481 | 0.256 | 0.587
2024-11-11 09:00 | 0.542 | 0.864 | 0.591 | 0.526 | 0.294 | 0.443 | 0.346 | 0.112 | 0.317 | 0.199 | 0.581 | 0.03 | 0.25 | 0.305 | 0.378 | 0.584 | 0.374 | 0.635
2024-11-11 10:00 | 0.647 | 0.73 | 0.667 | 0.713 | 0.284 | 0.439 | 0.477 | 0.093 | 0.325 | 0.224 | 0.7 | 0.058 | 0.37 | 0.3 | 0.506 | 0.654 | 0.499 | 0.696
2024-11-11 11:00 | 0.728 | 0.544 | 0.698 | 0.788 | 0.343 | 0.437 | 0.467 | 0.064 | 0.241 | 0.277 | 0.767 | 0.135 | 0.525 | 0.286 | 0.631 | 0.675 | 0.562 | 0.801
2024-11-11 12:00 | 0.737 | 0.342 | 0.703 | 0.8 | 0.456 | 0.388 | 0.419 | 0.054 | 0.279 | 0.278 | 0.787 | 0.261 | 0.532 | 0.255 | 0.714 | 0.684 | 0.562 | 0.884
2024-11-11 13:00 | 0.693 | 0.217 | 0.657 | 0.788 | 0.364 | 0.368 | 0.373 | 0.053 | 0.369 | 0.184 | 0.762 | 0.395 | 0.416 | 0.238 | 0.734 | 0.711 | 0.549 | 0.922
2024-11-11 14:00 | 0.596 | 0.21 | 0.561 | 0.732 | 0.263 | 0.385 | 0.289 | 0.037 | 0.376 | 0.102 | 0.691 | 0.501 | 0.337 | 0.225 | 0.696 | 0.757 | 0.466 | 0.942
2024-11-11 15:00 | 0.465 | 0.198 | 0.35 | 0.656 | 0.216 | 0.327 | 0.196 | 0.026 | 0.314 | 0.06 | 0.571 | 0.562 | 0.264 | 0.192 | 0.593 | 0.812 | 0.306 | 0.947
2024-11-11 16:00 | 0.285 | 0.115 | 0.17 | 0.617 | 0.15 | 0.243 | 0.097 | 0.03 | 0.185 | 0.055 | 0.4 | 0.585 | 0.191 | 0.156 | 0.441 | 0.856 | 0.181 | 0.944
2024-11-11 17:00 | 0.124 | 0.076 | 0.075 | 0.317 | 0.071 | 0.181 | 0.034 | 0.064 | 0.083 | 0.09 | 0.183 | 0.572 | 0.096 | 0.144 | 0.245 | 0.881 | 0.072 | 0.935
2024-11-11 18:00 | 0.025 | 0.062 | 0.018 | 0.007 | 0.007 | 0.197 | 0 | 0.107 | 0.006 | 0.202 | 0.023 | 0.512 | 0.011 | 0.194 | 0.058 | 0.863 | 0.004 | 0.927
2024-11-11 19:00 | 0 | 0.014 | 0 | 0.024 | 0 | 0.308 | 0 | 0.122 | 0 | 0.349 | 0 | 0.491 | 0 | 0.293 | 0.004 | 0.811 | 0 | 0.919
2024-11-11 20:00 | 0 | 0.061 | 0 | 0.031 | 0 | 0.454 | 0 | 0.122 | 0 | 0.395 | 0 | 0.488 | 0 | 0.376 | 0 | 0.791 | 0 | 0.882
2024-11-11 21:00 | 0 | 0.413 | 0 | 0.004 | 0 | 0.594 | 0 | 0.112 | 0 | 0.375 | 0 | 0.457 | 0 | 0.438 | 0 | 0.777 | 0 | 0.842
2024-11-11 22:00 | 0 | 0.63 | 0 | 0 | 0 | 0.603 | 0 | 0.115 | 0 | 0.371 | 0 | 0.422 | 0 | 0.425 | 0 | 0.761 | 0 | 0.791
2024-11-11 23:00 | 0 | 0.624 | 0 | 0 | 0 | 0.471 | 0 | 0.104 | 0 | 0.316 | 0 | 0.395 | 0 | 0.32 | 0 | 0.75 | 0 | 0.763
2024-11-12 | 0 | 0.674 | 0 | 0 | 0 | 0.334 | 0 | 0.079 | 0 | 0.242 | 0 | 0.376 | 0 | 0.176 | 0 | 0.75 | 0 | 0.77
2024-11-12 01:00 | 0 | 0.747 | 0 | 0.001 | 0 | 0.233 | 0 | 0.059 | 0 | 0.195 | 0 | 0.39 | 0 | 0.081 | 0 | 0.724 | 0 | 0.794
2024-11-12 02:00 | 0 | 0.791 | 0 | 0.005 | 0 | 0.144 | 0 | 0.048 | 0 | 0.123 | 0 | 0.442 | 0 | 0.026 | 0 | 0.741 | 0 | 0.812
2024-11-12 03:00 | 0 | 0.803 | 0 | 0.013 | 0 | 0.1 | 0 | 0.044 | 0 | 0.098 | 0 | 0.471 | 0 | 0.012 | 0 | 0.741 | 0 | 0.799
2024-11-12 04:00 | 0 | 0.803 | 0 | 0.015 | 0 | 0.076 | 0 | 0.043 | 0 | 0.084 | 0 | 0.425 | 0 | 0.011 | 0 | 0.765 | 0 | 0.666
2024-11-12 05:00 | 0.003 | 0.789 | 0.001 | 0.005 | 0.001 | 0.074 | 0.001 | 0.059 | 0.003 | 0.076 | 0 | 0.337 | 0 | 0.014 | 0 | 0.728 | 0.009 | 0.457
2024-11-12 06:00 | 0.083 | 0.885 | 0.072 | 0 | 0.071 | 0.078 | 0.07 | 0.061 | 0.083 | 0.077 | 0.023 | 0.204 | 0.072 | 0.014 | 0.024 | 0.651 | 0.1 | 0.312
2024-11-12 07:00 | 0.252 | 0.944 | 0.269 | 0 | 0.23 | 0.147 | 0.194 | 0.087 | 0.255 | 0.119 | 0.2 | 0.072 | 0.225 | 0.059 | 0.174 | 0.65 | 0.278 | 0.22
2024-11-12 08:00 | 0.419 | 0.95 | 0.475 | 0.076 | 0.419 | 0.238 | 0.314 | 0.121 | 0.438 | 0.186 | 0.404 | 0.018 | 0.408 | 0.159 | 0.373 | 0.7 | 0.445 | 0.146
2024-11-12 09:00 | 0.594 | 0.951 | 0.63 | 0.238 | 0.556 | 0.291 | 0.412 | 0.148 | 0.582 | 0.231 | 0.571 | 0.016 | 0.5 | 0.215 | 0.55 | 0.668 | 0.578 | 0.13
2024-11-12 10:00 | 0.668 | 0.952 | 0.733 | 0.413 | 0.576 | 0.323 | 0.484 | 0.147 | 0.631 | 0.248 | 0.688 | 0.039 | 0.512 | 0.249 | 0.686 | 0.623 | 0.65 | 0.159
2024-11-12 11:00 | 0.705 | 0.943 | 0.785 | 0.483 | 0.533 | 0.344 | 0.496 | 0.136 | 0.582 | 0.252 | 0.754 | 0.068 | 0.48 | 0.274 | 0.77 | 0.638 | 0.692 | 0.18
2024-11-12 12:00 | 0.737 | 0.927 | 0.791 | 0.471 | 0.508 | 0.374 | 0.472 | 0.119 | 0.537 | 0.261 | 0.774 | 0.127 | 0.476 | 0.299 | 0.803 | 0.695 | 0.664 | 0.186
2024-11-12 13:00 | 0.706 | 0.914 | 0.752 | 0.456 | 0.487 | 0.417 | 0.361 | 0.097 | 0.494 | 0.276 | 0.749 | 0.228 | 0.42 | 0.331 | 0.79 | 0.752 | 0.589 | 0.203
2024-11-12 14:00 | 0.629 | 0.906 | 0.665 | 0.461 | 0.37 | 0.46 | 0.27 | 0.086 | 0.429 | 0.297 | 0.678 | 0.336 | 0.334 | 0.343 | 0.728 | 0.812 | 0.495 | 0.214
2024-11-12 15:00 | 0.501 | 0.897 | 0.527 | 0.462 | 0.258 | 0.472 | 0.202 | 0.089 | 0.303 | 0.32 | 0.56 | 0.413 | 0.252 | 0.337 | 0.615 | 0.857 | 0.339 | 0.225
2024-11-12 16:00 | 0.328 | 0.873 | 0.337 | 0.402 | 0.167 | 0.443 | 0.14 | 0.106 | 0.168 | 0.328 | 0.391 | 0.454 | 0.17 | 0.307 | 0.453 | 0.889 | 0.2 | 0.208
2024-11-12 17:00 | 0.131 | 0.858 | 0.109 | 0.318 | 0.075 | 0.3 | 0.055 | 0.103 | 0.062 | 0.212 | 0.18 | 0.47 | 0.086 | 0.215 | 0.25 | 0.91 | 0.071 | 0.158
2024-11-12 18:00 | 0.025 | 0.821 | 0.012 | 0.283 | 0.009 | 0.188 | 0.002 | 0.117 | 0.003 | 0.126 | 0.025 | 0.444 | 0.012 | 0.148 | 0.042 | 0.898 | 0.003 | 0.082
2024-11-12 19:00 | 0 | 0.678 | 0 | 0.401 | 0 | 0.212 | 0 | 0.153 | 0 | 0.107 | 0 | 0.42 | 0 | 0.16 | 0.004 | 0.882 | 0 | 0.03
2024-11-12 20:00 | 0 | 0.561 | 0 | 0.51 | 0 | 0.219 | 0 | 0.144 | 0 | 0.105 | 0 | 0.435 | 0 | 0.161 | 0 | 0.869 | 0 | 0.102
2024-11-12 21:00 | 0 | 0.457 | 0 | 0.562 | 0 | 0.193 | 0 | 0.099 | 0 | 0.083 | 0 | 0.479 | 0 | 0.149 | 0 | 0.846 | 0 | 0.423
2024-11-12 22:00 | 0 | 0.343 | 0 | 0.618 | 0 | 0.162 | 0 | 0.065 | 0 | 0.045 | 0 | 0.571 | 0 | 0.123 | 0 | 0.836 | 0 | 0.777
2024-11-12 23:00 | 0 | 0.261 | 0 | 0.69 | 0 | 0.168 | 0 | 0.05 | 0 | 0.054 | 0 | 0.703 | 0 | 0.13 | 0 | 0.865 | 0 | 0.82
2024-11-13 | 0 | 0.306 | 0 | 0.636 | 0 | 0.219 | 0 | 0.048 | 0 | 0.111 | 0 | 0.755 | 0 | 0.155 | 0 | 0.865 | 0 | 0.824
2024-11-13 01:00 | 0 | 0.452 | 0 | 0.477 | 0 | 0.291 | 0 | 0.058 | 0 | 0.153 | 0 | 0.718 | 0 | 0.159 | 0 | 0.815 | 0 | 0.811
2024-11-13 02:00 | 0 | 0.556 | 0 | 0.388 | 0 | 0.305 | 0 | 0.069 | 0 | 0.175 | 0 | 0.677 | 0 | 0.158 | 0 | 0.778 | 0 | 0.821
2024-11-13 03:00 | 0 | 0.516 | 0 | 0.32 | 0 | 0.3 | 0 | 0.072 | 0 | 0.187 | 0 | 0.655 | 0 | 0.146 | 0 | 0.763 | 0 | 0.825
2024-11-13 04:00 | 0 | 0.41 | 0 | 0.279 | 0 | 0.295 | 0 | 0.06 | 0 | 0.191 | 0 | 0.607 | 0 | 0.135 | 0 | 0.75 | 0 | 0.843
2024-11-13 05:00 | 0.002 | 0.328 | 0.001 | 0.254 | 0 | 0.297 | 0.002 | 0.03 | 0.003 | 0.156 | 0 | 0.525 | 0 | 0.145 | 0 | 0.727 | 0.009 | 0.826
2024-11-13 06:00 | 0.087 | 0.4 | 0.073 | 0.231 | 0.059 | 0.227 | 0.084 | 0.008 | 0.083 | 0.106 | 0.023 | 0.344 | 0.037 | 0.164 | 0.025 | 0.71 | 0.109 | 0.781
2024-11-13 07:00 | 0.277 | 0.516 | 0.272 | 0.159 | 0.143 | 0.429 | 0.268 | 0.029 | 0.234 | 0.18 | 0.199 | 0.193 | 0.195 | 0.395 | 0.175 | 0.728 | 0.279 | 0.778
2024-11-13 08:00 | 0.473 | 0.408 | 0.451 | 0.151 | 0.254 | 0.728 | 0.443 | 0.046 | 0.326 | 0.529 | 0.403 | 0.043 | 0.4 | 0.673 | 0.381 | 0.731 | 0.386 | 0.792
2024-11-13 09:00 | 0.609 | 0.35 | 0.587 | 0.278 | 0.462 | 0.858 | 0.556 | 0.071 | 0.447 | 0.711 | 0.571 | 0.038 | 0.558 | 0.779 | 0.526 | 0.674 | 0.444 | 0.79
2024-11-13 10:00 | 0.7 | 0.407 | 0.685 | 0.338 | 0.623 | 0.905 | 0.644 | 0.12 | 0.568 | 0.813 | 0.69 | 0.055 | 0.674 | 0.82 | 0.638 | 0.652 | 0.444 | 0.799
2024-11-13 11:00 | 0.735 | 0.537 | 0.75 | 0.356 | 0.685 | 0.92 | 0.654 | 0.192 | 0.555 | 0.884 | 0.758 | 0.083 | 0.731 | 0.848 | 0.724 | 0.662 | 0.431 | 0.87
2024-11-13 12:00 | 0.735 | 0.625 | 0.776 | 0.346 | 0.714 | 0.916 | 0.615 | 0.268 | 0.539 | 0.907 | 0.779 | 0.132 | 0.747 | 0.865 | 0.753 | 0.685 | 0.495 | 0.908
2024-11-13 13:00 | 0.711 | 0.657 | 0.745 | 0.349 | 0.711 | 0.906 | 0.583 | 0.328 | 0.535 | 0.914 | 0.754 | 0.217 | 0.711 | 0.881 | 0.745 | 0.707 | 0.388 | 0.84
2024-11-13 14:00 | 0.645 | 0.674 | 0.664 | 0.367 | 0.632 | 0.891 | 0.507 | 0.369 | 0.516 | 0.878 | 0.684 | 0.318 | 0.629 | 0.879 | 0.687 | 0.727 | 0.207 | 0.802
2024-11-13 15:00 | 0.522 | 0.669 | 0.526 | 0.379 | 0.492 | 0.865 | 0.383 | 0.383 | 0.417 | 0.805 | 0.565 | 0.4 | 0.491 | 0.839 | 0.587 | 0.746 | 0.146 | 0.781
2024-11-13 16:00 | 0.334 | 0.609 | 0.338 | 0.37 | 0.299 | 0.809 | 0.218 | 0.335 | 0.262 | 0.718 | 0.396 | 0.431 | 0.302 | 0.763 | 0.426 | 0.759 | 0.092 | 0.721
2024-11-13 17:00 | 0.13 | 0.473 | 0.112 | 0.34 | 0.073 | 0.675 | 0.069 | 0.191 | 0.069 | 0.542 | 0.181 | 0.432 | 0.079 | 0.63 | 0.241 | 0.777 | 0.034 | 0.652
2024-11-13 18:00 | 0.026 | 0.274 | 0.013 | 0.326 | 0.008 | 0.504 | 0.003 | 0.071 | 0.007 | 0.408 | 0.023 | 0.404 | 0.009 | 0.492 | 0.059 | 0.759 | 0.001 | 0.606
2024-11-13 19:00 | 0 | 0.099 | 0 | 0.466 | 0 | 0.482 | 0 | 0.061 | 0 | 0.407 | 0 | 0.416 | 0 | 0.523 | 0.004 | 0.646 | 0 | 0.578
2024-11-13 20:00 | 0 | 0.021 | 0 | 0.652 | 0 | 0.482 | 0 | 0.117 | 0 | 0.447 | 0 | 0.42 | 0 | 0.572 | 0 | 0.586 | 0 | 0.552
2024-11-13 21:00 | 0 | 0.006 | 0 | 0.753 | 0 | 0.473 | 0 | 0.161 | 0 | 0.523 | 0 | 0.381 | 0 | 0.59 | 0 | 0.542 | 0 | 0.556
2024-11-13 22:00 | 0 | 0.005 | 0 | 0.73 | 0 | 0.481 | 0 | 0.149 | 0 | 0.625 | 0 | 0.31 | 0 | 0.58 | 0 | 0.503 | 0 | 0.656
2024-11-13 23:00 | 0 | 0.004 | 0 | 0.629 | 0 | 0.528 | 0 | 0.079 | 0 | 0.674 | 0 | 0.232 | 0 | 0.582 | 0 | 0.476 | 0 | 0.765
2024-11-14 | 0 | 0.005 | 0 | 0.518 | 0 | 0.573 | 0 | 0.016 | 0 | 0.645 | 0 | 0.186 | 0 | 0.599 | 0 | 0.501 | 0 | 0.834
2024-11-14 01:00 | 0 | 0.01 | 0 | 0.437 | 0 | 0.556 | 0 | 0 | 0 | 0.578 | 0 | 0.183 | 0 | 0.608 | 0 | 0.505 | 0 | 0.844
2024-11-14 02:00 | 0 | 0.012 | 0 | 0.369 | 0 | 0.488 | 0 | 0.015 | 0 | 0.476 | 0 | 0.212 | 0 | 0.586 | 0 | 0.519 | 0 | 0.827
2024-11-14 03:00 | 0 | 0.011 | 0 | 0.322 | 0 | 0.371 | 0 | 0.076 | 0 | 0.369 | 0 | 0.266 | 0 | 0.532 | 0 | 0.491 | 0 | 0.705
2024-11-14 04:00 | 0 | 0.016 | 0 | 0.291 | 0 | 0.287 | 0 | 0.119 | 0 | 0.304 | 0 | 0.324 | 0 | 0.452 | 0 | 0.439 | 0 | 0.555
2024-11-14 05:00 | 0.003 | 0.025 | 0.001 | 0.272 | 0.002 | 0.249 | 0.003 | 0.113 | 0.003 | 0.266 | 0 | 0.361 | 0 | 0.357 | 0 | 0.401 | 0.002 | 0.507
2024-11-14 06:00 | 0.079 | 0.038 | 0.073 | 0.203 | 0.081 | 0.147 | 0.086 | 0.058 | 0.095 | 0.203 | 0.022 | 0.294 | 0.069 | 0.151 | 0.028 | 0.317 | 0.057 | 0.544
2024-11-14 07:00 | 0.236 | 0.086 | 0.279 | 0.186 | 0.293 | 0.077 | 0.285 | 0.018 | 0.307 | 0.103 | 0.2 | 0.126 | 0.272 | 0.062 | 0.163 | 0.266 | 0.138 | 0.598
2024-11-14 08:00 | 0.398 | 0.101 | 0.479 | 0.151 | 0.487 | 0.037 | 0.478 | 0 | 0.499 | 0.051 | 0.403 | 0.029 | 0.465 | 0.028 | 0.33 | 0.232 | 0.189 | 0.695
2024-11-14 09:00 | 0.568 | 0.112 | 0.634 | 0.122 | 0.635 | 0.078 | 0.619 | 0.006 | 0.643 | 0.102 | 0.567 | 0.006 | 0.613 | 0.025 | 0.508 | 0.217 | 0.275 | 0.699
2024-11-14 10:00 | 0.7 | 0.156 | 0.736 | 0.093 | 0.731 | 0.086 | 0.706 | 0.042 | 0.736 | 0.136 | 0.685 | 0.018 | 0.711 | 0.027 | 0.65 | 0.245 | 0.336 | 0.599
2024-11-14 11:00 | 0.756 | 0.218 | 0.786 | 0.073 | 0.777 | 0.099 | 0.744 | 0.084 | 0.778 | 0.155 | 0.75 | 0.032 | 0.759 | 0.042 | 0.733 | 0.294 | 0.494 | 0.469
2024-11-14 12:00 | 0.752 | 0.279 | 0.789 | 0.059 | 0.775 | 0.118 | 0.739 | 0.112 | 0.773 | 0.159 | 0.77 | 0.035 | 0.76 | 0.071 | 0.778 | 0.354 | 0.531 | 0.457
2024-11-14 13:00 | 0.721 | 0.333 | 0.746 | 0.047 | 0.727 | 0.137 | 0.688 | 0.128 | 0.721 | 0.161 | 0.744 | 0.033 | 0.716 | 0.11 | 0.789 | 0.447 | 0.499 | 0.501
2024-11-14 14:00 | 0.637 | 0.367 | 0.657 | 0.046 | 0.632 | 0.156 | 0.59 | 0.137 | 0.622 | 0.162 | 0.673 | 0.041 | 0.625 | 0.155 | 0.728 | 0.559 | 0.469 | 0.551
2024-11-14 15:00 | 0.506 | 0.395 | 0.518 | 0.061 | 0.487 | 0.171 | 0.444 | 0.152 | 0.471 | 0.161 | 0.555 | 0.064 | 0.485 | 0.201 | 0.618 | 0.668 | 0.395 | 0.586
2024-11-14 16:00 | 0.327 | 0.415 | 0.331 | 0.086 | 0.292 | 0.179 | 0.251 | 0.165 | 0.273 | 0.155 | 0.388 | 0.101 | 0.296 | 0.242 | 0.457 | 0.75 | 0.251 | 0.596
2024-11-14 17:00 | 0.131 | 0.432 | 0.11 | 0.116 | 0.068 | 0.17 | 0.042 | 0.17 | 0.052 | 0.141 | 0.177 | 0.142 | 0.076 | 0.253 | 0.253 | 0.82 | 0.086 | 0.586
2024-11-14 18:00 | 0.023 | 0.438 | 0.014 | 0.134 | 0.008 | 0.169 | 0.004 | 0.211 | 0.006 | 0.154 | 0.024 | 0.189 | 0.008 | 0.253 | 0.047 | 0.855 | 0.006 | 0.522
2024-11-14 19:00 | 0 | 0.362 | 0 | 0.16 | 0 | 0.168 | 0 | 0.235 | 0 | 0.251 | 0 | 0.289 | 0 | 0.28 | 0.005 | 0.814 | 0 | 0.497
2024-11-14 20:00 | 0 | 0.288 | 0 | 0.201 | 0 | 0.145 | 0 | 0.17 | 0 | 0.407 | 0 | 0.328 | 0 | 0.268 | 0 | 0.785 | 0 | 0.498
2024-11-14 21:00 | 0 | 0.242 | 0 | 0.264 | 0 | 0.153 | 0 | 0.147 | 0 | 0.513 | 0 | 0.294 | 0 | 0.233 | 0 | 0.76 | 0 | 0.481
2024-11-14 22:00 | 0 | 0.215 | 0 | 0.334 | 0 | 0.208 | 0 | 0.212 | 0 | 0.506 | 0 | 0.212 | 0 | 0.199 | 0 | 0.759 | 0 | 0.441
2024-11-14 23:00 | 0 | 0.185 | 0 | 0.407 | 0 | 0.282 | 0 | 0.347 | 0 | 0.459 | 0 | 0.126 | 0 | 0.192 | 0 | 0.741 | 0 | 0.382
2024-11-15 | 0 | 0.119 | 0 | 0.434 | 0 | 0.311 | 0 | 0.528 | 0 | 0.405 | 0 | 0.076 | 0 | 0.207 | 0 | 0.74 | 0 | 0.326
2024-11-15 01:00 | 0 | 0.061 | 0 | 0.422 | 0 | 0.3 | 0 | 0.507 | 0 | 0.355 | 0 | 0.072 | 0 | 0.214 | 0 | 0.74 | 0 | 0.288
2024-11-15 02:00 | 0 | 0.018 | 0 | 0.391 | 0 | 0.271 | 0 | 0.337 | 0 | 0.305 | 0 | 0.122 | 0 | 0.198 | 0 | 0.752 | 0 | 0.254
2024-11-15 03:00 | 0 | 0.002 | 0 | 0.343 | 0 | 0.227 | 0 | 0.232 | 0 | 0.252 | 0 | 0.198 | 0 | 0.174 | 0 | 0.762 | 0 | 0.233
2024-11-15 04:00 | 0 | 0 | 0 | 0.305 | 0 | 0.185 | 0 | 0.173 | 0 | 0.191 | 0 | 0.231 | 0 | 0.168 | 0 | 0.774 | 0 | 0.226
2024-11-15 05:00 | 0.004 | 0 | 0.001 | 0.268 | 0.002 | 0.144 | 0.003 | 0.12 | 0.004 | 0.106 | 0 | 0.197 | 0.001 | 0.163 | 0 | 0.772 | 0.012 | 0.218
2024-11-15 06:00 | 0.086 | 0.001 | 0.072 | 0.113 | 0.081 | 0.054 | 0.088 | 0.053 | 0.092 | 0.018 | 0.024 | 0.106 | 0.069 | 0.085 | 0.03 | 0.757 | 0.113 | 0.198
2024-11-15 07:00 | 0.241 | 0.004 | 0.275 | 0.018 | 0.284 | 0.002 | 0.286 | 0.025 | 0.296 | 0 | 0.196 | 0.01 | 0.267 | 0.022 | 0.155 | 0.812 | 0.281 | 0.22
2024-11-15 08:00 | 0.451 | 0.014 | 0.469 | 0 | 0.473 | 0.001 | 0.469 | 0.002 | 0.483 | 0.007 | 0.393 | 0 | 0.458 | 0 | 0.321 | 0.862 | 0.444 | 0.213
2024-11-15 09:00 | 0.602 | 0.033 | 0.62 | 0.005 | 0.619 | 0.008 | 0.607 | 0.004 | 0.624 | 0.042 | 0.553 | 0.001 | 0.604 | 0 | 0.467 | 0.852 | 0.587 | 0.211
2024-11-15 10:00 | 0.685 | 0.058 | 0.72 | 0.022 | 0.714 | 0.017 | 0.695 | 0.01 | 0.716 | 0.066 | 0.655 | 0.006 | 0.696 | 0 | 0.601 | 0.837 | 0.645 | 0.223
2024-11-15 11:00 | 0.713 | 0.094 | 0.77 | 0.031 | 0.76 | 0.026 | 0.731 | 0.018 | 0.76 | 0.07 | 0.684 | 0.03 | 0.743 | 0.002 | 0.672 | 0.833 | 0.705 | 0.251
2024-11-15 12:00 | 0.708 | 0.145 | 0.774 | 0.033 | 0.758 | 0.038 | 0.713 | 0.029 | 0.755 | 0.063 | 0.704 | 0.076 | 0.745 | 0.005 | 0.716 | 0.831 | 0.718 | 0.289
2024-11-15 13:00 | 0.665 | 0.201 | 0.733 | 0.038 | 0.712 | 0.048 | 0.648 | 0.039 | 0.704 | 0.063 | 0.63 | 0.146 | 0.705 | 0.007 | 0.735 | 0.831 | 0.654 | 0.325
2024-11-15 14:00 | 0.6 | 0.236 | 0.646 | 0.047 | 0.62 | 0.053 | 0.535 | 0.044 | 0.606 | 0.057 | 0.52 | 0.237 | 0.616 | 0.01 | 0.702 | 0.844 | 0.544 | 0.35
2024-11-15 15:00 | 0.453 | 0.266 | 0.511 | 0.06 | 0.477 | 0.058 | 0.409 | 0.037 | 0.459 | 0.041 | 0.455 | 0.316 | 0.478 | 0.011 | 0.605 | 0.866 | 0.409 | 0.346
2024-11-15 16:00 | 0.293 | 0.281 | 0.327 | 0.07 | 0.286 | 0.056 | 0.227 | 0.03 | 0.266 | 0.029 | 0.383 | 0.351 | 0.291 | 0.008 | 0.444 | 0.883 | 0.242 | 0.311
2024-11-15 17:00 | 0.132 | 0.245 | 0.109 | 0.071 | 0.068 | 0.05 | 0.069 | 0.03 | 0.057 | 0.025 | 0.177 | 0.352 | 0.076 | 0.007 | 0.248 | 0.878 | 0.075 | 0.235
2024-11-15 18:00 | 0.028 | 0.171 | 0.015 | 0.059 | 0.008 | 0.052 | 0.005 | 0.063 | 0.007 | 0.042 | 0.028 | 0.379 | 0.009 | 0.007 | 0.058 | 0.849 | 0.007 | 0.139
2024-11-15 19:00 | 0 | 0.092 | 0 | 0.045 | 0 | 0.042 | 0 | 0.123 | 0 | 0.09 | 0 | 0.541 | 0 | 0.009 | 0.006 | 0.758 | 0 | 0.068
2024-11-15 20:00 | 0 | 0.034 | 0 | 0.028 | 0 | 0.026 | 0 | 0.169 | 0 | 0.136 | 0 | 0.675 | 0 | 0.014 | 0 | 0.652 | 0 | 0.035
2024-11-15 21:00 | 0 | 0.007 | 0 | 0.03 | 0 | 0.014 | 0 | 0.203 | 0 | 0.176 | 0 | 0.729 | 0 | 0.035 | 0 | 0.592 | 0 | 0.016
2024-11-15 22:00 | 0 | 0 | 0 | 0.062 | 0 | 0.029 | 0 | 0.202 | 0 | 0.23 | 0 | 0.767 | 0 | 0.078 | 0 | 0.536 | 0 | 0.002
2024-11-15 23:00 | 0 | 0 | 0 | 0.104 | 0 | 0.109 | 0 | 0.18 | 0 | 0.284 | 0 | 0.774 | 0 | 0.137 | 0 | 0.523 | 0 | 0
2024-11-16 | 0 | 0.015 | 0 | 0.152 | 0 | 0.242 | 0 | 0.195 | 0 | 0.345 | 0 | 0.635 | 0 | 0.194 | 0 | 0.481 | 0 | 0
2024-11-16 01:00 | 0 | 0.084 | 0 | 0.195 | 0 | 0.399 | 0 | 0.32 | 0 | 0.447 | 0 | 0.581 | 0 | 0.227 | 0 | 0.47 | 0 | 0.002
2024-11-16 02:00 | 0 | 0.158 | 0 | 0.195 | 0 | 0.538 | 0 | 0.438 | 0 | 0.566 | 0 | 0.54 | 0 | 0.228 | 0 | 0.505 | 0 | 0.016
2024-11-16 03:00 | 0 | 0.213 | 0 | 0.127 | 0 | 0.615 | 0 | 0.414 | 0 | 0.596 | 0 | 0.535 | 0 | 0.192 | 0 | 0.569 | 0 | 0.032
2024-11-16 04:00 | 0 | 0.259 | 0 | 0.074 | 0 | 0.619 | 0 | 0.355 | 0 | 0.535 | 0 | 0.472 | 0 | 0.143 | 0 | 0.553 | 0 | 0.062
2024-11-16 05:00 | 0.004 | 0.274 | 0.001 | 0.035 | 0.002 | 0.573 | 0.003 | 0.309 | 0.004 | 0.49 | 0 | 0.421 | 0.001 | 0.123 | 0 | 0.491 | 0.014 | 0.094
2024-11-16 06:00 | 0.071 | 0.412 | 0.072 | 0.005 | 0.082 | 0.45 | 0.087 | 0.313 | 0.094 | 0.467 | 0.025 | 0.479 | 0.071 | 0.075 | 0.015 | 0.418 | 0.107 | 0.107
2024-11-16 07:00 | 0.16 | 0.583 | 0.23 | 0.004 | 0.276 | 0.455 | 0.281 | 0.334 | 0.273 | 0.538 | 0.197 | 0.468 | 0.26 | 0.175 | 0.096 | 0.395 | 0.25 | 0.126
2024-11-16 08:00 | 0.254 | 0.725 | 0.457 | 0.2 | 0.464 | 0.679 | 0.465 | 0.364 | 0.456 | 0.596 | 0.401 | 0.419 | 0.444 | 0.517 | 0.212 | 0.41 | 0.393 | 0.144
2024-11-16 09:00 | 0.357 | 0.823 | 0.607 | 0.501 | 0.603 | 0.75 | 0.604 | 0.304 | 0.601 | 0.651 | 0.569 | 0.415 | 0.586 | 0.642 | 0.364 | 0.401 | 0.512 | 0.148
2024-11-16 10:00 | 0.493 | 0.857 | 0.706 | 0.668 | 0.697 | 0.765 | 0.692 | 0.238 | 0.703 | 0.637 | 0.686 | 0.41 | 0.681 | 0.702 | 0.482 | 0.424 | 0.591 | 0.149
2024-11-16 11:00 | 0.654 | 0.888 | 0.758 | 0.759 | 0.74 | 0.774 | 0.732 | 0.181 | 0.747 | 0.614 | 0.753 | 0.376 | 0.728 | 0.729 | 0.582 | 0.477 | 0.651 | 0.176
2024-11-16 12:00 | 0.74 | 0.924 | 0.764 | 0.803 | 0.739 | 0.777 | 0.726 | 0.139 | 0.74 | 0.601 | 0.773 | 0.349 | 0.727 | 0.722 | 0.647 | 0.516 | 0.655 | 0.223
2024-11-16 13:00 | 0.709 | 0.943 | 0.727 | 0.816 | 0.696 | 0.785 | 0.675 | 0.12 | 0.689 | 0.613 | 0.749 | 0.365 | 0.681 | 0.674 | 0.748 | 0.537 | 0.578 | 0.286
2024-11-16 14:00 | 0.635 | 0.959 | 0.643 | 0.813 | 0.601 | 0.772 | 0.578 | 0.118 | 0.592 | 0.637 | 0.678 | 0.423 | 0.593 | 0.574 | 0.755 | 0.544 | 0.458 | 0.358
2024-11-16 15:00 | 0.484 | 0.973 | 0.511 | 0.821 | 0.419 | 0.707 | 0.433 | 0.118 | 0.448 | 0.655 | 0.56 | 0.485 | 0.429 | 0.491 | 0.643 | 0.55 | 0.312 | 0.393
2024-11-16 16:00 | 0.303 | 0.976 | 0.329 | 0.834 | 0.229 | 0.62 | 0.246 | 0.11 | 0.246 | 0.633 | 0.392 | 0.54 | 0.241 | 0.494 | 0.476 | 0.559 | 0.174 | 0.428
2024-11-16 17:00 | 0.14 | 0.961 | 0.11 | 0.82 | 0.082 | 0.534 | 0.044 | 0.089 | 0.076 | 0.51 | 0.18 | 0.586 | 0.092 | 0.51 | 0.264 | 0.552 | 0.055 | 0.442
2024-11-16 18:00 | 0.031 | 0.916 | 0.014 | 0.739 | 0.01 | 0.529 | 0.005 | 0.098 | 0.006 | 0.388 | 0.024 | 0.613 | 0.013 | 0.56 | 0.051 | 0.532 | 0.001 | 0.429
2024-11-16 19:00 | 0 | 0.826 | 0 | 0.698 | 0 | 0.624 | 0 | 0.189 | 0 | 0.348 | 0 | 0.692 | 0 | 0.661 | 0.007 | 0.494 | 0 | 0.507
2024-11-16 20:00 | 0 | 0.722 | 0 | 0.695 | 0 | 0.662 | 0 | 0.325 | 0 | 0.332 | 0 | 0.795 | 0 | 0.635 | 0 | 0.427 | 0 | 0.684
2024-11-16 21:00 | 0 | 0.66 | 0 | 0.72 | 0 | 0.592 | 0 | 0.454 | 0 | 0.319 | 0 | 0.829 | 0 | 0.523 | 0 | 0.361 | 0 | 0.75
2024-11-16 22:00 | 0 | 0.624 | 0 | 0.695 | 0 | 0.494 | 0 | 0.525 | 0 | 0.249 | 0 | 0.786 | 0 | 0.457 | 0 | 0.311 | 0 | 0.722
2024-11-16 23:00 | 0 | 0.56 | 0 | 0.627 | 0 | 0.526 | 0 | 0.5 | 0 | 0.106 | 0 | 0.738 | 0 | 0.555 | 0 | 0.294 | 0 | 0.626
2024-11-17 | 0 | 0.492 | 0 | 0.533 | 0 | 0.603 | 0 | 0.407 | 0 | 0.021 | 0 | 0.69 | 0 | 0.668 | 0 | 0.278 | 0 | 0.538
2024-11-17 01:00 | 0 | 0.408 | 0 | 0.469 | 0 | 0.559 | 0 | 0.273 | 0 | 0.028 | 0 | 0.63 | 0 | 0.665 | 0 | 0.261 | 0 | 0.494
2024-11-17 02:00 | 0 | 0.311 | 0 | 0.431 | 0 | 0.455 | 0 | 0.13 | 0 | 0.066 | 0 | 0.552 | 0 | 0.616 | 0 | 0.254 | 0 | 0.479
2024-11-17 03:00 | 0 | 0.241 | 0 | 0.376 | 0 | 0.298 | 0 | 0.045 | 0 | 0.096 | 0 | 0.487 | 0 | 0.498 | 0 | 0.256 | 0 | 0.445
2024-11-17 04:00 | 0 | 0.181 | 0 | 0.317 | 0 | 0.128 | 0 | 0.028 | 0 | 0.188 | 0 | 0.445 | 0 | 0.372 | 0 | 0.217 | 0 | 0.401
2024-11-17 05:00 | 0.005 | 0.114 | 0.001 | 0.28 | 0.003 | 0.03 | 0.003 | 0.176 | 0.004 | 0.325 | 0 | 0.408 | 0.001 | 0.277 | 0 | 0.157 | 0.011 | 0.343
2024-11-17 06:00 | 0.09 | 0.053 | 0.072 | 0.195 | 0.084 | 0.007 | 0.088 | 0.372 | 0.093 | 0.311 | 0.022 | 0.273 | 0.073 | 0.136 | 0.033 | 0.117 | 0.1 | 0.272
2024-11-17 07:00 | 0.244 | 0.019 | 0.274 | 0.185 | 0.233 | 0.002 | 0.27 | 0.481 | 0.275 | 0.41 | 0.201 | 0.162 | 0.211 | 0.034 | 0.165 | 0.096 | 0.217 | 0.184
2024-11-17 08:00 | 0.419 | 0.013 | 0.468 | 0.033 | 0.361 | 0.036 | 0.435 | 0.413 | 0.45 | 0.51 | 0.406 | 0.034 | 0.355 | 0.012 | 0.288 | 0.078 | 0.235 | 0.086
2024-11-17 09:00 | 0.624 | 0.005 | 0.618 | 0.023 | 0.467 | 0.41 | 0.555 | 0.332 | 0.56 | 0.61 | 0.568 | 0 | 0.481 | 0.104 | 0.442 | 0.081 | 0.253 | 0.031
2024-11-17 10:00 | 0.749 | 0.002 | 0.718 | 0.118 | 0.579 | 0.586 | 0.668 | 0.265 | 0.617 | 0.672 | 0.683 | 0.068 | 0.607 | 0.186 | 0.519 | 0.1 | 0.357 | 0.02
2024-11-17 11:00 | 0.8 | 0.001 | 0.768 | 0.278 | 0.653 | 0.638 | 0.716 | 0.238 | 0.685 | 0.644 | 0.747 | 0.218 | 0.671 | 0.281 | 0.608 | 0.142 | 0.433 | 0.043
2024-11-17 12:00 | 0.804 | 0.001 | 0.772 | 0.45 | 0.69 | 0.63 | 0.707 | 0.227 | 0.704 | 0.588 | 0.768 | 0.38 | 0.665 | 0.395 | 0.686 | 0.228 | 0.395 | 0.123
2024-11-17 13:00 | 0.762 | 0.084 | 0.732 | 0.603 | 0.659 | 0.643 | 0.664 | 0.223 | 0.672 | 0.552 | 0.744 | 0.481 | 0.634 | 0.473 | 0.72 | 0.338 | 0.472 | 0.29
2024-11-17 14:00 | 0.675 | 0.245 | 0.647 | 0.709 | 0.54 | 0.621 | 0.559 | 0.249 | 0.558 | 0.574 | 0.675 | 0.501 | 0.553 | 0.484 | 0.694 | 0.409 | 0.465 | 0.476
2024-11-17 15:00 | 0.538 | 0.424 | 0.511 | 0.744 | 0.423 | 0.571 | 0.373 | 0.321 | 0.377 | 0.649 | 0.558 | 0.481 | 0.424 | 0.48 | 0.573 | 0.438 | 0.391 | 0.618
2024-11-17 16:00 | 0.352 | 0.479 | 0.328 | 0.687 | 0.258 | 0.525 | 0.227 | 0.446 | 0.204 | 0.752 | 0.39 | 0.434 | 0.259 | 0.455 | 0.414 | 0.46 | 0.236 | 0.716
2024-11-17 17:00 | 0.133 | 0.364 | 0.108 | 0.602 | 0.09 | 0.401 | 0.07 | 0.616 | 0.08 | 0.781 | 0.178 | 0.398 | 0.092 | 0.34 | 0.238 | 0.455 | 0.088 | 0.768
2024-11-17 18:00 | 0.024 | 0.217 | 0.014 | 0.58 | 0.011 | 0.289 | 0.006 | 0.76 | 0.008 | 0.706 | 0.025 | 0.355 | 0.014 | 0.162 | 0.069 | 0.419 | 0.006 | 0.75
2024-11-17 19:00 | 0 | 0.123 | 0 | 0.713 | 0 | 0.371 | 0 | 0.689 | 0 | 0.567 | 0 | 0.398 | 0 | 0.114 | 0.006 | 0.342 | 0 | 0.702
2024-11-17 20:00 | 0 | 0.102 | 0 | 0.778 | 0 | 0.55 | 0 | 0.585 | 0 | 0.54 | 0 | 0.487 | 0 | 0.31 | 0 | 0.291 | 0 | 0.692
2024-11-17 21:00 | 0 | 0.112 | 0 | 0.747 | 0 | 0.748 | 0 | 0.457 | 0 | 0.639 | 0 | 0.643 | 0 | 0.693 | 0 | 0.264 | 0 | 0.679
2024-11-17 22:00 | 0 | 0.128 | 0 | 0.676 | 0 | 0.82 | 0 | 0.369 | 0 | 0.677 | 0 | 0.788 | 0 | 0.717 | 0 | 0.249 | 0 | 0.628
2024-11-17 23:00 | 0 | 0.185 | 0 | 0.605 | 0 | 0.759 | 0 | 0.245 | 0 | 0.561 | 0 | 0.769 | 0 | 0.583 | 0 | 0.245 | 0 | 0.55
2024-11-18 | 0 | 0.261 | 0 | 0.51 | 0 | 0.633 | 0 | 0.218 | 0 | 0.431 | 0 | 0.647 | 0 | 0.451 | 0 | 0.253 | 0 | 0.443
2024-11-18 01:00 | 0 | 0.306 | 0 | 0.364 | 0 | 0.523 | 0 | 0.223 | 0 | 0.325 | 0 | 0.548 | 0 | 0.337 | 0 | 0.255 | 0 | 0.282
2024-11-18 02:00 | 0 | 0.338 | 0 | 0.218 | 0 | 0.466 | 0 | 0.163 | 0 | 0.236 | 0 | 0.459 | 0 | 0.261 | 0 | 0.237 | 0 | 0.141
2024-11-18 03:00 | 0 | 0.381 | 0 | 0.119 | 0 | 0.439 | 0 | 0.059 | 0 | 0.185 | 0 | 0.37 | 0 | 0.259 | 0 | 0.201 | 0 | 0.061
2024-11-18 04:00 | 0 | 0.45 | 0 | 0.038 | 0 | 0.427 | 0 | 0.004 | 0 | 0.154 | 0 | 0.307 | 0 | 0.302 | 0 | 0.155 | 0 | 0.02
2024-11-18 05:00 | 0.005 | 0.488 | 0.002 | 0.001 | 0.002 | 0.414 | 0.003 | 0 | 0.004 | 0.13 | 0 | 0.251 | 0.001 | 0.309 | 0 | 0.106 | 0.014 | 0.011
2024-11-18 06:00 | 0.088 | 0.56 | 0.074 | 0 | 0.085 | 0.472 | 0.087 | 0 | 0.097 | 0.17 | 0.033 | 0.152 | 0.074 | 0.315 | 0.03 | 0.075 | 0.121 | 0.021
2024-11-18 07:00 | 0.268 | 0.636 | 0.253 | 0.017 | 0.249 | 0.654 | 0.246 | 0.028 | 0.271 | 0.399 | 0.184 | 0.128 | 0.226 | 0.484 | 0.131 | 0.068 | 0.282 | 0.127
2024-11-18 08:00 | 0.485 | 0.627 | 0.438 | 0.231 | 0.403 | 0.752 | 0.411 | 0.195 | 0.412 | 0.552 | 0.374 | 0.079 | 0.348 | 0.657 | 0.267 | 0.068 | 0.434 | 0.274
2024-11-18 09:00 | 0.635 | 0.637 | 0.61 | 0.457 | 0.441 | 0.745 | 0.528 | 0.234 | 0.444 | 0.605 | 0.522 | 0.012 | 0.386 | 0.639 | 0.46 | 0.082 | 0.568 | 0.429
2024-11-18 10:00 | 0.739 | 0.688 | 0.7 | 0.703 | 0.421 | 0.682 | 0.581 | 0.182 | 0.406 | 0.581 | 0.635 | 0.012 | 0.419 | 0.519 | 0.669 | 0.111 | 0.657 | 0.586
2024-11-18 11:00 | 0.791 | 0.747 | 0.729 | 0.82 | 0.456 | 0.583 | 0.603 | 0.111 | 0.357 | 0.51 | 0.7 | 0.132 | 0.482 | 0.393 | 0.789 | 0.149 | 0.67 | 0.734
2024-11-18 12:00 | 0.8 | 0.785 | 0.751 | 0.857 | 0.549 | 0.504 | 0.605 | 0.059 | 0.368 | 0.413 | 0.717 | 0.325 | 0.565 | 0.319 | 0.832 | 0.205 | 0.651 | 0.803
2024-11-18 13:00 | 0.76 | 0.808 | 0.713 | 0.882 | 0.584 | 0.472 | 0.582 | 0.03 | 0.398 | 0.317 | 0.696 | 0.43 | 0.596 | 0.32 | 0.818 | 0.274 | 0.579 | 0.807
2024-11-18 14:00 | 0.672 | 0.833 | 0.619 | 0.878 | 0.549 | 0.492 | 0.469 | 0.016 | 0.405 | 0.251 | 0.626 | 0.459 | 0.518 | 0.398 | 0.756 | 0.328 | 0.459 | 0.787
2024-11-18 15:00 | 0.535 | 0.851 | 0.485 | 0.875 | 0.411 | 0.57 | 0.317 | 0.006 | 0.351 | 0.243 | 0.514 | 0.415 | 0.354 | 0.505 | 0.642 | 0.362 | 0.357 | 0.766
2024-11-18 16:00 | 0.348 | 0.85 | 0.299 | 0.896 | 0.21 | 0.628 | 0.133 | 0.001 | 0.228 | 0.283 | 0.372 | 0.325 | 0.218 | 0.436 | 0.475 | 0.381 | 0.215 | 0.745
2024-11-18 17:00 | 0.133 | 0.843 | 0.114 | 0.916 | 0.077 | 0.42 | 0.045 | 0 | 0.087 | 0.198 | 0.174 | 0.247 | 0.103 | 0.242 | 0.263 | 0.401 | 0.079 | 0.707
2024-11-18 18:00 | 0.024 | 0.788 | 0.022 | 0.877 | 0.012 | 0.172 | 0.003 | 0 | 0.007 | 0.097 | 0.037 | 0.223 | 0.016 | 0.095 | 0.045 | 0.422 | 0.005 | 0.644
2024-11-18 19:00 | 0 | 0.596 | 0 | 0.779 | 0 | 0.054 | 0 | 0.015 | 0 | 0.076 | 0 | 0.32 | 0 | 0.036 | 0.007 | 0.408 | 0 | 0.564
2024-11-18 20:00 | 0 | 0.422 | 0 | 0.681 | 0 | 0.004 | 0 | 0.101 | 0 | 0.024 | 0 | 0.454 | 0 | 0.008 | 0 | 0.403 | 0 | 0.46
2024-11-18 21:00 | 0 | 0.326 | 0 | 0.624 | 0 | 0.058 | 0 | 0.201 | 0 | 0 | 0 | 0.574 | 0 | 0.088 | 0 | 0.406 | 0 | 0.374
2024-11-18 22:00 | 0 | 0.283 | 0 | 0.56 | 0 | 0.272 | 0 | 0.235 | 0 | 0.076 | 0 | 0.635 | 0 | 0.335 | 0 | 0.388 | 0 | 0.328
2024-11-18 23:00 | 0 | 0.259 | 0 | 0.476 | 0 | 0.27 | 0 | 0.201 | 0 | 0.214 | 0 | 0.652 | 0 | 0.425 | 0 | 0.378 | 0 | 0.296
2024-11-19 | 0 | 0.248 | 0 | 0.376 | 0 | 0.161 | 0 | 0.131 | 0 | 0.217 | 0 | 0.628 | 0 | 0.352 | 0 | 0.388 | 0 | 0.249
2024-11-19 01:00 | 0 | 0.253 | 0 | 0.26 | 0 | 0.113 | 0 | 0.052 | 0 | 0.185 | 0 | 0.557 | 0 | 0.272 | 0 | 0.41 | 0 | 0.185
2024-11-19 02:00 | 0 | 0.266 | 0 | 0.129 | 0 | 0.14 | 0 | 0.014 | 0 | 0.184 | 0 | 0.421 | 0 | 0.214 | 0 | 0.432 | 0 | 0.13
2024-11-19 03:00 | 0 | 0.278 | 0 | 0.058 | 0 | 0.223 | 0 | 0.025 | 0 | 0.194 | 0 | 0.252 | 0 | 0.206 | 0 | 0.436 | 0 | 0.096
2024-11-19 04:00 | 0 | 0.27 | 0 | 0.052 | 0 | 0.31 | 0 | 0.119 | 0 | 0.205 | 0 | 0.15 | 0 | 0.242 | 0 | 0.43 | 0 | 0.076
2024-11-19 05:00 | 0.003 | 0.248 | 0.002 | 0.097 | 0.004 | 0.337 | 0.003 | 0.243 | 0.006 | 0.203 | 0 | 0.122 | 0.002 | 0.282 | 0 | 0.41 | 0.015 | 0.064
2024-11-19 06:00 | 0.072 | 0.212 | 0.083 | 0.08 | 0.091 | 0.206 | 0.078 | 0.284 | 0.103 | 0.126 | 0.035 | 0.106 | 0.08 | 0.203 | 0.026 | 0.369 | 0.129 | 0.052
2024-11-19 07:00 | 0.229 | 0.151 | 0.252 | 0.005 | 0.243 | 0.259 | 0.206 | 0.3 | 0.272 | 0.164 | 0.174 | 0.034 | 0.246 | 0.28 | 0.182 | 0.428 | 0.304 | 0.039
2024-11-19 08:00 | 0.424 | 0.092 | 0.412 | 0.038 | 0.405 | 0.369 | 0.314 | 0.272 | 0.415 | 0.293 | 0.358 | 0.058 | 0.376 | 0.267 | 0.392 | 0.415 | 0.478 | 0.028
2024-11-19 09:00 | 0.624 | 0.047 | 0.541 | 0.112 | 0.487 | 0.359 | 0.416 | 0.22 | 0.474 | 0.311 | 0.487 | 0.02 | 0.45 | 0.271 | 0.567 | 0.333 | 0.609 | 0.025
2024-11-19 10:00 | 0.746 | 0.022 | 0.651 | 0.177 | 0.478 | 0.379 | 0.447 | 0.166 | 0.444 | 0.328 | 0.56 | 0.001 | 0.461 | 0.312 | 0.682 | 0.249 | 0.705 | 0.038
2024-11-19 11:00 | 0.796 | 0.014 | 0.686 | 0.283 | 0.438 | 0.399 | 0.453 | 0.125 | 0.379 | 0.325 | 0.651 | 0 | 0.441 | 0.352 | 0.755 | 0.184 | 0.726 | 0.085
2024-11-19 12:00 | 0.798 | 0.024 | 0.468 | 0.566 | 0.4 | 0.404 | 0.352 | 0.101 | 0.327 | 0.306 | 0.655 | 0.051 | 0.425 | 0.352 | 0.795 | 0.167 | 0.689 | 0.137
2024-11-19 13:00 | 0.754 | 0.072 | 0.332 | 0.815 | 0.343 | 0.376 | 0.254 | 0.087 | 0.271 | 0.278 | 0.557 | 0.026 | 0.383 | 0.275 | 0.798 | 0.206 | 0.564 | 0.157
2024-11-19 14:00 | 0.603 | 0.204 | 0.289 | 0.361 | 0.276 | 0.29 | 0.163 | 0.077 | 0.202 | 0.217 | 0.567 | 0.009 | 0.323 | 0.169 | 0.741 | 0.284 | 0.428 | 0.153
2024-11-19 15:00 | 0.356 | 0.387 | 0.275 | 0.048 | 0.246 | 0.16 | 0.103 | 0.078 | 0.137 | 0.123 | 0.537 | 0.025 | 0.217 | 0.113 | 0.629 | 0.377 | 0.324 | 0.134
2024-11-19 16:00 | 0.184 | 0.497 | 0.168 | 0.101 | 0.161 | 0.068 | 0.061 | 0.077 | 0.087 | 0.035 | 0.378 | 0.054 | 0.119 | 0.113 | 0.466 | 0.457 | 0.156 | 0.133
2024-11-19 17:00 | 0.07 | 0.332 | 0.042 | 0.077 | 0.061 | 0.069 | 0.023 | 0.039 | 0.032 | 0.007 | 0.178 | 0.078 | 0.056 | 0.039 | 0.258 | 0.559 | 0.049 | 0.145
2024-11-19 18:00 | 0.016 | 0.153 | 0.006 | 0.001 | 0.005 | 0.037 | 0.001 | 0.008 | 0.002 | 0.025 | 0.031 | 0.077 | 0.008 | 0.014 | 0.042 | 0.632 | 0.002 | 0.133
2024-11-19 19:00 | 0 | 0.078 | 0 | 0.031 | 0 | 0.203 | 0 | 0.016 | 0 | 0.096 | 0 | 0.071 | 0 | 0.364 | 0.006 | 0.591 | 0 | 0.115
2024-11-19 20:00 | 0 | 0.105 | 0 | 0.035 | 0 | 0.291 | 0 | 0.116 | 0 | 0.264 | 0 | 0.043 | 0 | 0.368 | 0 | 0.571 | 0 | 0.168
2024-11-19 21:00 | 0 | 0.128 | 0 | 0.132 | 0 | 0.184 | 0 | 0.243 | 0 | 0.31 | 0 | 0.035 | 0 | 0.31 | 0 | 0.513 | 0 | 0.16
2024-11-19 22:00 | 0 | 0.132 | 0 | 0.102 | 0 | 0.131 | 0 | 0.258 | 0 | 0.371 | 0 | 0.078 | 0 | 0.276 | 0 | 0.431 | 0 | 0.139
2024-11-19 23:00 | 0 | 0.068 | 0 | 0.128 | 0 | 0.058 | 0 | 0.278 | 0 | 0.347 | 0 | 0.201 | 0 | 0.144 | 0 | 0.352 | 0 | 0.077
2024-11-20 | 0 | 0.009 | 0 | 0.134 | 0 | 0.014 | 0 | 0.374 | 0 | 0.13 | 0 | 0.323 | 0 | 0.207 | 0 | 0.289 | 0 | 0.126
2024-11-20 01:00 | 0 | 0 | 0 | 0.135 | 0 | 0.065 | 0 | 0.35 | 0 | 0.011 | 0 | 0.338 | 0 | 0.236 | 0 | 0.247 | 0 | 0.347
2024-11-20 02:00 | 0 | 0 | 0 | 0.173 | 0 | 0.089 | 0 | 0.187 | 0 | 0.017 | 0 | 0.259 | 0 | 0.175 | 0 | 0.192 | 0 | 0.338
2024-11-20 03:00 | 0 | 0.003 | 0 | 0.193 | 0 | 0.12 | 0 | 0.141 | 0 | 0.067 | 0 | 0.156 | 0 | 0.152 | 0 | 0.139 | 0 | 0.278
2024-11-20 04:00 | 0 | 0.025 | 0 | 0.177 | 0 | 0.244 | 0 | 0.09 | 0 | 0.249 | 0 | 0.068 | 0 | 0.206 | 0 | 0.096 | 0 | 0.302
2024-11-20 05:00 | 0.006 | 0.054 | 0.002 | 0.16 | 0.001 | 0.27 | 0.002 | 0.094 | 0 | 0.446 | 0 | 0.018 | 0.001 | 0.234 | 0 | 0.07 | 0.014 | 0.279
2024-11-20 06:00 | 0.093 | 0.054 | 0.072 | 0.071 | 0.082 | 0.149 | 0.053 | 0.153 | 0.03 | 0.422 | 0.024 | 0.002 | 0.072 | 0.115 | 0.026 | 0.055 | 0.123 | 0.188
2024-11-20 07:00 | 0.29 | 0.045 | 0.269 | 0.024 | 0.253 | 0.18 | 0.147 | 0.143 | 0.194 | 0.386 | 0.194 | 0 | 0.227 | 0.077 | 0.182 | 0.049 | 0.315 | 0.102
2024-11-20 08:00 | 0.483 | 0.052 | 0.462 | 0.002 | 0.433 | 0.233 | 0.145 | 0.077 | 0.366 | 0.419 | 0.394 | 0 | 0.415 | 0.078 | 0.387 | 0.046 | 0.495 | 0.101
2024-11-20 09:00 | 0.632 | 0.076 | 0.613 | 0.007 | 0.598 | 0.237 | 0.171 | 0.041 | 0.494 | 0.362 | 0.554 | 0.002 | 0.563 | 0.07 | 0.566 | 0.05 | 0.633 | 0.089
2024-11-20 10:00 | 0.729 | 0.128 | 0.714 | 0.024 | 0.699 | 0.252 | 0.217 | 0.032 | 0.652 | 0.398 | 0.665 | 0.016 | 0.658 | 0.081 | 0.699 | 0.078 | 0.721 | 0.073
2024-11-20 11:00 | 0.777 | 0.226 | 0.765 | 0.049 | 0.735 | 0.264 | 0.294 | 0.218 | 0.734 | 0.428 | 0.73 | 0.043 | 0.671 | 0.087 | 0.783 | 0.111 | 0.763 | 0.072
2024-11-20 12:00 | 0.782 | 0.337 | 0.77 | 0.079 | 0.726 | 0.279 | 0.536 | 0.207 | 0.718 | 0.426 | 0.749 | 0.067 | 0.666 | 0.104 | 0.819 | 0.133 | 0.756 | 0.074
2024-11-20 13:00 | 0.743 | 0.436 | 0.73 | 0.117 | 0.674 | 0.307 | 0.601 | 0.043 | 0.655 | 0.425 | 0.726 | 0.085 | 0.598 | 0.127 | 0.807 | 0.163 | 0.701 | 0.077
2024-11-20 14:00 | 0.659 | 0.523 | 0.644 | 0.146 | 0.582 | 0.344 | 0.491 | 0.006 | 0.552 | 0.439 | 0.658 | 0.101 | 0.49 | 0.162 | 0.745 | 0.21 | 0.601 | 0.076
2024-11-20 15:00 | 0.526 | 0.581 | 0.509 | 0.164 | 0.425 | 0.378 | 0.372 | 0.012 | 0.422 | 0.453 | 0.544 | 0.109 | 0.375 | 0.178 | 0.634 | 0.243 | 0.446 | 0.058
2024-11-20 16:00 | 0.345 | 0.579 | 0.326 | 0.168 | 0.257 | 0.375 | 0.223 | 0.015 | 0.253 | 0.436 | 0.381 | 0.118 | 0.235 | 0.162 | 0.47 | 0.24 | 0.255 | 0.04
2024-11-20 17:00 | 0.131 | 0.513 | 0.111 | 0.162 | 0.09 | 0.289 | 0.083 | 0.01 | 0.079 | 0.303 | 0.176 | 0.149 | 0.1 | 0.118 | 0.26 | 0.212 | 0.071 | 0.042
2024-11-20 18:00 | 0.022 | 0.402 | 0.016 | 0.126 | 0.012 | 0.151 | 0.007 | 0.014 | 0.01 | 0.178 | 0.027 | 0.209 | 0.014 | 0.053 | 0.042 | 0.174 | 0.008 | 0.042
2024-11-20 19:00 | 0 | 0.269 | 0 | 0.072 | 0 | 0.089 | 0 | 0.026 | 0 | 0.148 | 0 | 0.337 | 0 | 0.014 | 0.007 | 0.141 | 0 | 0.026
2024-11-20 20:00 | 0 | 0.169 | 0 | 0.026 | 0 | 0.046 | 0 | 0.035 | 0 | 0.104 | 0 | 0.406 | 0 | 0.013 | 0 | 0.153 | 0 | 0.01
2024-11-20 21:00 | 0 | 0.122 | 0 | 0.005 | 0 | 0.02 | 0 | 0.032 | 0 | 0.063 | 0 | 0.4 | 0 | 0.046 | 0 | 0.162 | 0 | 0.003
2024-11-20 22:00 | 0 | 0.113 | 0 | 0.002 | 0 | 0.008 | 0 | 0.019 | 0 | 0.029 | 0 | 0.388 | 0 | 0.089 | 0 | 0.147 | 0 | 0.001
2024-11-20 23:00 | 0 | 0.174 | 0 | 0.003 | 0 | 0.004 | 0 | 0.008 | 0 | 0.014 | 0 | 0.436 | 0 | 0.095 | 0 | 0.133 | 0 | 0.002
2024-11-21 | 0 | 0.274 | 0 | 0.006 | 0 | 0.01 | 0 | 0.002 | 0 | 0.007 | 0 | 0.516 | 0 | 0.077 | 0 | 0.138 | 0 | 0.003
2024-11-21 01:00 | 0 | 0.364 | 0 | 0.011 | 0 | 0.039 | 0 | 0.001 | 0 | 0.003 | 0 | 0.568 | 0 | 0.073 | 0 | 0.141 | 0 | 0.003
2024-11-21 02:00 | 0 | 0.403 | 0 | 0.018 | 0 | 0.079 | 0 | 0.004 | 0 | 0.001 | 0 | 0.587 | 0 | 0.067 | 0 | 0.146 | 0 | 0.002
2024-11-21 03:00 | 0 | 0.406 | 0 | 0.02 | 0 | 0.114 | 0 | 0.02 | 0 | 0.001 | 0 | 0.574 | 0 | 0.049 | 0 | 0.161 | 0 | 0.002
2024-11-21 04:00 | 0 | 0.369 | 0 | 0.011 | 0 | 0.155 | 0 | 0.037 | 0 | 0.001 | 0 | 0.535 | 0 | 0.042 | 0 | 0.172 | 0 | 0.003
2024-11-21 05:00 | 0.006 | 0.305 | 0.002 | 0.004 | 0.003 | 0.151 | 0.004 | 0.034 | 0.005 | 0 | 0 | 0.424 | 0.001 | 0.03 | 0 | 0.14 | 0.016 | 0.007
2024-11-21 06:00 | 0.092 | 0.25 | 0.07 | 0.001 | 0.083 | 0.074 | 0.087 | 0.006 | 0.092 | 0 | 0.022 | 0.206 | 0.073 | 0.015 | 0.029 | 0.079 | 0.12 | 0.019
2024-11-21 07:00 | 0.277 | 0.207 | 0.266 | 0 | 0.271 | 0.077 | 0.273 | 0.006 | 0.288 | 0 | 0.195 | 0.028 | 0.244 | 0.029 | 0.183 | 0.044 | 0.264 | 0.052
2024-11-21 08:00 | 0.483 | 0.127 | 0.455 | 0.005 | 0.433 | 0.108 | 0.449 | 0.028 | 0.465 | 0 | 0.392 | 0 | 0.402 | 0.068 | 0.389 | 0.016 | 0.375 | 0.082
2024-11-21 09:00 | 0.639 | 0.066 | 0.601 | 0.059 | 0.56 | 0.103 | 0.581 | 0.025 | 0.595 | 0.002 | 0.551 | 0 | 0.525 | 0.085 | 0.571 | 0 | 0.486 | 0.098
2024-11-21 10:00 | 0.736 | 0.046 | 0.7 | 0.144 | 0.669 | 0.099 | 0.661 | 0.013 | 0.679 | 0.015 | 0.663 | 0.038 | 0.62 | 0.053 | 0.702 | 0 | 0.554 | 0.123
2024-11-21 11:00 | 0.782 | 0.049 | 0.751 | 0.254 | 0.726 | 0.113 | 0.681 | 0.002 | 0.727 | 0.045 | 0.728 | 0.134 | 0.68 | 0.041 | 0.782 | 0.001 | 0.607 | 0.191
2024-11-21 12:00 | 0.786 | 0.087 | 0.757 | 0.37 | 0.732 | 0.125 | 0.666 | 0 | 0.733 | 0.087 | 0.747 | 0.272 | 0.698 | 0.045 | 0.807 | 0.034 | 0.572 | 0.274
2024-11-21 13:00 | 0.746 | 0.154 | 0.721 | 0.471 | 0.676 | 0.123 | 0.599 | 0 | 0.683 | 0.112 | 0.724 | 0.432 | 0.646 | 0.049 | 0.785 | 0.11 | 0.524 | 0.3
2024-11-21 14:00 | 0.661 | 0.242 | 0.64 | 0.546 | 0.567 | 0.121 | 0.473 | 0.001 | 0.581 | 0.115 | 0.658 | 0.558 | 0.55 | 0.057 | 0.715 | 0.17 | 0.433 | 0.294
2024-11-21 15:00 | 0.527 | 0.332 | 0.509 | 0.561 | 0.389 | 0.111 | 0.378 | 0.005 | 0.413 | 0.106 | 0.544 | 0.604 | 0.397 | 0.063 | 0.592 | 0.177 | 0.327 | 0.282
2024-11-21 16:00 | 0.344 | 0.403 | 0.327 | 0.502 | 0.227 | 0.1 | 0.233 | 0.008 | 0.228 | 0.09 | 0.382 | 0.583 | 0.247 | 0.068 | 0.404 | 0.208 | 0.209 | 0.236
2024-11-21 17:00 | 0.132 | 0.444 | 0.109 | 0.369 | 0.082 | 0.112 | 0.065 | 0.009 | 0.081 | 0.116 | 0.176 | 0.479 | 0.099 | 0.087 | 0.229 | 0.294 | 0.081 | 0.17
2024-11-21 18:00 | 0.028 | 0.474 | 0.014 | 0.176 | 0.006 | 0.12 | 0.006 | 0.01 | 0.008 | 0.221 | 0.026 | 0.352 | 0.015 | 0.091 | 0.071 | 0.332 | 0.006 | 0.111
2024-11-21 19:00 | 0 | 0.472 | 0 | 0.103 | 0 | 0.137 | 0 | 0.018 | 0 | 0.28 | 0 | 0.477 | 0 | 0.086 | 0.006 | 0.249 | 0 | 0.066
2024-11-21 20:00 | 0 | 0.495 | 0 | 0.119 | 0 | 0.139 | 0 | 0.038 | 0 | 0.225 | 0 | 0.683 | 0 | 0.084 | 0 | 0.152 | 0 | 0.058
2024-11-21 21:00 | 0 | 0.538 | 0 | 0.193 | 0 | 0.156 | 0 | 0.065 | 0 | 0.157 | 0 | 0.787 | 0 | 0.108 | 0 | 0.105 | 0 | 0.081
2024-11-21 22:00 | 0 | 0.498 | 0 | 0.289 | 0 | 0.232 | 0 | 0.093 | 0 | 0.118 | 0 | 0.831 | 0 | 0.241 | 0 | 0.092 | 0 | 0.128
2024-11-21 23:00 | 0 | 0.395 | 0 | 0.367 | 0 | 0.346 | 0 | 0.105 | 0 | 0.134 | 0 | 0.812 | 0 | 0.33 | 0 | 0.089 | 0 | 0.174
2024-11-22 | 0 | 0.3 | 0 | 0.438 | 0 | 0.442 | 0 | 0.1 | 0 | 0.202 | 0 | 0.719 | 0 | 0.255 | 0 | 0.109 | 0 | 0.192
2024-11-22 01:00 | 0 | 0.212 | 0 | 0.488 | 0 | 0.388 | 0 | 0.058 | 0 | 0.295 | 0 | 0.638 | 0 | 0.188 | 0 | 0.132 | 0 | 0.201
2024-11-22 02:00 | 0 | 0.159 | 0 | 0.443 | 0 | 0.295 | 0 | 0.017 | 0 | 0.349 | 0 | 0.526 | 0 | 0.138 | 0 | 0.144 | 0 | 0.219
2024-11-22 03:00 | 0 | 0.13 | 0 | 0.298 | 0 | 0.267 | 0 | 0.01 | 0 | 0.376 | 0 | 0.448 | 0 | 0.119 | 0 | 0.162 | 0 | 0.239
2024-11-22 04:00 | 0 | 0.076 | 0 | 0.124 | 0 | 0.272 | 0 | 0.035 | 0 | 0.379 | 0 | 0.401 | 0 | 0.091 | 0 | 0.192 | 0 | 0.264
2024-11-22 05:00 | 0.007 | 0.014 | 0.002 | 0.019 | 0.004 | 0.234 | 0.004 | 0.082 | 0.006 | 0.342 | 0 | 0.368 | 0.002 | 0.047 | 0 | 0.214 | 0.015 | 0.274
2024-11-22 06:00 | 0.094 | 0.001 | 0.069 | 0 | 0.085 | 0.122 | 0.091 | 0.072 | 0.093 | 0.264 | 0.023 | 0.343 | 0.075 | 0.021 | 0.026 | 0.22 | 0.115 | 0.267
2024-11-22 07:00 | 0.272 | 0.003 | 0.269 | 0 | 0.27 | 0.195 | 0.238 | 0.104 | 0.281 | 0.286 | 0.199 | 0.249 | 0.243 | 0.146 | 0.137 | 0.296 | 0.269 | 0.324
2024-11-22 08:00 | 0.435 | 0.009 | 0.456 | 0.143 | 0.441 | 0.265 | 0.37 | 0.056 | 0.46 | 0.27 | 0.41 | 0.146 | 0.394 | 0.213 | 0.296 | 0.37 | 0.452 | 0.318
2024-11-22 09:00 | 0.56 | 0.021 | 0.603 | 0.366 | 0.55 | 0.27 | 0.466 | 0.028 | 0.592 | 0.215 | 0.583 | 0.071 | 0.505 | 0.217 | 0.461 | 0.42 | 0.597 | 0.238
2024-11-22 10:00 | 0.633 | 0.045 | 0.695 | 0.544 | 0.607 | 0.282 | 0.559 | 0.016 | 0.666 | 0.18 | 0.702 | 0.028 | 0.583 | 0.213 | 0.57 | 0.471 | 0.705 | 0.172
2024-11-22 11:00 | 0.712 | 0.073 | 0.744 | 0.649 | 0.634 | 0.322 | 0.635 | 0.011 | 0.682 | 0.192 | 0.767 | 0.013 | 0.626 | 0.231 | 0.652 | 0.531 | 0.749 | 0.202
2024-11-22 12:00 | 0.751 | 0.108 | 0.751 | 0.682 | 0.633 | 0.368 | 0.617 | 0.012 | 0.649 | 0.236 | 0.783 | 0.031 | 0.635 | 0.259 | 0.693 | 0.561 | 0.737 | 0.227
2024-11-22 13:00 | 0.717 | 0.175 | 0.716 | 0.692 | 0.591 | 0.386 | 0.566 | 0.017 | 0.593 | 0.27 | 0.755 | 0.08 | 0.588 | 0.281 | 0.73 | 0.592 | 0.683 | 0.245
2024-11-22 14:00 | 0.627 | 0.311 | 0.636 | 0.687 | 0.495 | 0.367 | 0.483 | 0.023 | 0.514 | 0.274 | 0.685 | 0.174 | 0.504 | 0.274 | 0.714 | 0.62 | 0.561 | 0.302
2024-11-22 15:00 | 0.472 | 0.516 | 0.505 | 0.63 | 0.333 | 0.311 | 0.375 | 0.027 | 0.377 | 0.248 | 0.566 | 0.274 | 0.323 | 0.227 | 0.609 | 0.657 | 0.407 | 0.37
2024-11-22 16:00 | 0.32 | 0.61 | 0.325 | 0.509 | 0.191 | 0.233 | 0.228 | 0.027 | 0.227 | 0.201 | 0.397 | 0.354 | 0.188 | 0.184 | 0.429 | 0.638 | 0.235 | 0.379
2024-11-22 17:00 | 0.137 | 0.508 | 0.109 | 0.398 | 0.083 | 0.1 | 0.071 | 0.03 | 0.083 | 0.119 | 0.182 | 0.407 | 0.084 | 0.095 | 0.223 | 0.503 | 0.081 | 0.335
2024-11-22 18:00 | 0.035 | 0.36 | 0.015 | 0.421 | 0.011 | 0.002 | 0.007 | 0.082 | 0.009 | 0.053 | 0.022 | 0.404 | 0.012 | 0.046 | 0.074 | 0.324 | 0.008 | 0.23
2024-11-22 19:00 | 0 | 0.259 | 0 | 0.66 | 0 | 0.009 | 0 | 0.181 | 0 | 0.064 | 0 | 0.42 | 0 | 0.078 | 0.005 | 0.165 | 0 | 0.158
2024-11-22 20:00 | 0 | 0.207 | 0 | 0.776 | 0 | 0.054 | 0 | 0.243 | 0 | 0.167 | 0 | 0.457 | 0 | 0.096 | 0 | 0.125 | 0 | 0.204
2024-11-22 21:00 | 0 | 0.167 | 0 | 0.774 | 0 | 0.044 | 0 | 0.233 | 0 | 0.243 | 0 | 0.542 | 0 | 0.17 | 0 | 0.144 | 0 | 0.319
2024-11-22 22:00 | 0 | 0.104 | 0 | 0.73 | 0 | 0.041 | 0 | 0.147 | 0 | 0.186 | 0 | 0.674 | 0 | 0.15 | 0 | 0.133 | 0 | 0.423
2024-11-22 23:00 | 0 | 0.07 | 0 | 0.641 | 0 | 0.129 | 0 | 0.1 | 0 | 0.048 | 0 | 0.747 | 0 | 0.063 | 0 | 0.085 | 0 | 0.488
2024-11-23 | 0 | 0.046 | 0 | 0.528 | 0 | 0.174 | 0 | 0.115 | 0 | 0.03 | 0 | 0.704 | 0 | 0.057 | 0 | 0.096 | 0 | 0.513
2024-11-23 01:00 | 0 | 0.047 | 0 | 0.365 | 0 | 0.16 | 0 | 0.071 | 0 | 0.108 | 0 | 0.601 | 0 | 0.037 | 0 | 0.131 | 0 | 0.578
2024-11-23 02:00 | 0 | 0.104 | 0 | 0.126 | 0 | 0.171 | 0 | 0.02 | 0 | 0.148 | 0 | 0.481 | 0 | 0.026 | 0 | 0.142 | 0 | 0.494
2024-11-23 03:00 | 0 | 0.205 | 0 | 0.002 | 0 | 0.188 | 0 | 0.001 | 0 | 0.143 | 0 | 0.424 | 0 | 0.013 | 0 | 0.113 | 0 | 0.345
2024-11-23 04:00 | 0 | 0.207 | 0 | 0 | 0 | 0.175 | 0 | 0.024 | 0 | 0.152 | 0 | 0.416 | 0 | 0.004 | 0 | 0.092 | 0 | 0.242
2024-11-23 05:00 | 0.007 | 0.165 | 0.002 | 0.039 | 0.003 | 0.124 | 0.003 | 0.036 | 0.006 | 0.109 | 0 | 0.422 | 0.002 | 0 | 0 | 0.078 | 0.014 | 0.137
2024-11-23 06:00 | 0.094 | 0.158 | 0.068 | 0.056 | 0.08 | 0.082 | 0.089 | 0.032 | 0.089 | 0.046 | 0.021 | 0.27 | 0.07 | 0 | 0.035 | 0.073 | 0.113 | 0.087
2024-11-23 07:00 | 0.271 | 0.169 | 0.283 | 0.011 | 0.264 | 0.151 | 0.25 | 0.026 | 0.281 | 0.065 | 0.2 | 0.184 | 0.249 | 0.028 | 0.156 | 0.094 | 0.294 | 0.068
2024-11-23 08:00 | 0.459 | 0.182 | 0.481 | 0.065 | 0.455 | 0.207 | 0.428 | 0.005 | 0.463 | 0.145 | 0.407 | 0.146 | 0.429 | 0.076 | 0.31 | 0.153 | 0.467 | 0.041
2024-11-23 09:00 | 0.581 | 0.189 | 0.632 | 0.09 | 0.6 | 0.249 | 0.566 | 0 | 0.595 | 0.193 | 0.573 | 0.105 | 0.574 | 0.144 | 0.473 | 0.248 | 0.574 | 0.021
2024-11-23 10:00 | 0.663 | 0.187 | 0.732 | 0.077 | 0.692 | 0.342 | 0.648 | 0 | 0.682 | 0.256 | 0.69 | 0.087 | 0.671 | 0.248 | 0.582 | 0.344 | 0.676 | 0.028
2024-11-23 11:00 | 0.725 | 0.219 | 0.782 | 0.076 | 0.736 | 0.453 | 0.679 | 0.002 | 0.723 | 0.325 | 0.757 | 0.101 | 0.72 | 0.364 | 0.683 | 0.358 | 0.729 | 0.064
2024-11-23 12:00 | 0.767 | 0.282 | 0.784 | 0.092 | 0.728 | 0.476 | 0.666 | 0.01 | 0.719 | 0.362 | 0.776 | 0.146 | 0.721 | 0.383 | 0.785 | 0.341 | 0.728 | 0.155
2024-11-23 13:00 | 0.735 | 0.539 | 0.741 | 0.128 | 0.671 | 0.422 | 0.603 | 0.03 | 0.645 | 0.364 | 0.751 | 0.22 | 0.678 | 0.336 | 0.785 | 0.308 | 0.682 | 0.258
2024-11-23 14:00 | 0.646 | 0.806 | 0.654 | 0.188 | 0.553 | 0.343 | 0.537 | 0.052 | 0.513 | 0.325 | 0.681 | 0.272 | 0.586 | 0.282 | 0.699 | 0.26 | 0.578 | 0.357
2024-11-23 15:00 | 0.508 | 0.832 | 0.517 | 0.267 | 0.425 | 0.282 | 0.406 | 0.068 | 0.358 | 0.253 | 0.563 | 0.291 | 0.461 | 0.27 | 0.581 | 0.245 | 0.42 | 0.391
2024-11-23 16:00 | 0.339 | 0.774 | 0.331 | 0.348 | 0.272 | 0.239 | 0.225 | 0.069 | 0.227 | 0.171 | 0.395 | 0.278 | 0.283 | 0.311 | 0.443 | 0.233 | 0.243 | 0.382
2024-11-23 17:00 | 0.137 | 0.711 | 0.109 | 0.426 | 0.072 | 0.224 | 0.076 | 0.053 | 0.075 | 0.112 | 0.181 | 0.257 | 0.077 | 0.367 | 0.251 | 0.169 | 0.079 | 0.408
2024-11-23 18:00 | 0.035 | 0.602 | 0.013 | 0.484 | 0.01 | 0.22 | 0.007 | 0.045 | 0.01 | 0.114 | 0.021 | 0.243 | 0.011 | 0.457 | 0.058 | 0.123 | 0.009 | 0.48
2024-11-23 19:00 | 0 | 0.482 | 0 | 0.613 | 0 | 0.28 | 0 | 0.053 | 0 | 0.133 | 0 | 0.275 | 0 | 0.586 | 0.009 | 0.096 | 0 | 0.521
2024-11-23 20:00 | 0 | 0.32 | 0 | 0.692 | 0 | 0.295 | 0 | 0.078 | 0 | 0.108 | 0 | 0.314 | 0 | 0.619 | 0 | 0.067 | 0 | 0.529
2024-11-23 21:00 | 0 | 0.121 | 0 | 0.732 | 0 | 0.245 | 0 | 0.12 | 0 | 0.072 | 0 | 0.403 | 0 | 0.58 | 0 | 0.036 | 0 | 0.476
2024-11-23 22:00 | 0 | 0.078 | 0 | 0.746 | 0 | 0.186 | 0 | 0.135 | 0 | 0.042 | 0 | 0.564 | 0 | 0.502 | 0 | 0.025 | 0 | 0.437
2024-11-23 23:00 | 0 | 0.106 | 0 | 0.734 | 0 | 0.138 | 0 | 0.114 | 0 | 0.019 | 0 | 0.706 | 0 | 0.422 | 0 | 0.023 | 0 | 0.432
2024-11-24 | 0 | 0.14 | 0 | 0.685 | 0 | 0.097 | 0 | 0.084 | 0 | 0.011 | 0 | 0.737 | 0 | 0.344 | 0 | 0.002 | 0 | 0.414
2024-11-24 01:00 | 0 | 0.176 | 0 | 0.571 | 0 | 0.07 | 0 | 0.061 | 0 | 0.019 | 0 | 0.646 | 0 | 0.284 | 0 | 0.005 | 0 | 0.355
2024-11-24 02:00 | 0 | 0.204 | 0 | 0.405 | 0 | 0.064 | 0 | 0.046 | 0 | 0.045 | 0 | 0.558 | 0 | 0.249 | 0 | 0.008 | 0 | 0.241
2024-11-24 03:00 | 0 | 0.259 | 0 | 0.283 | 0 | 0.094 | 0 | 0.039 | 0 | 0.09 | 0 | 0.5 | 0 | 0.253 | 0 | 0.011 | 0 | 0.112
2024-11-24 04:00 | 0 | 0.237 | 0 | 0.222 | 0 | 0.165 | 0 | 0.041 | 0 | 0.14 | 0 | 0.466 | 0 | 0.297 | 0 | 0.018 | 0 | 0.026
2024-11-24 05:00 | 0.007 | 0.242 | 0.002 | 0.186 | 0.002 | 0.228 | 0.004 | 0.049 | 0.005 | 0.178 | 0 | 0.413 | 0.001 | 0.33 | 0 | 0.026 | 0.016 | 0.001
2024-11-24 06:00 | 0.093 | 0.17 | 0.068 | 0.089 | 0.076 | 0.155 | 0.084 | 0.04 | 0.088 | 0.145 | 0.02 | 0.231 | 0.064 | 0.206 | 0.035 | 0.031 | 0.125 | 0
2024-11-24 07:00 | 0.286 | 0.22 | 0.277 | 0.011 | 0.282 | 0.059 | 0.27 | 0.055 | 0.282 | 0.159 | 0.198 | 0.045 | 0.262 | 0.035 | 0.171 | 0.057 | 0.31 | 0
2024-11-24 08:00 | 0.458 | 0.264 | 0.469 | 0.001 | 0.469 | 0.014 | 0.444 | 0.034 | 0.463 | 0.146 | 0.402 | 0.061 | 0.45 | 0.007 | 0.369 | 0.092 | 0.48 | 0
2024-11-24 09:00 | 0.614 | 0.323 | 0.619 | 0.016 | 0.609 | 0.007 | 0.56 | 0.018 | 0.604 | 0.115 | 0.566 | 0.034 | 0.592 | 0.001 | 0.538 | 0.136 | 0.619 | 0
2024-11-24 10:00 | 0.716 | 0.432 | 0.719 | 0.061 | 0.701 | 0.04 | 0.658 | 0.02 | 0.697 | 0.133 | 0.681 | 0.033 | 0.685 | 0.005 | 0.683 | 0.199 | 0.707 | 0.001
2024-11-24 11:00 | 0.766 | 0.537 | 0.769 | 0.123 | 0.745 | 0.128 | 0.692 | 0.03 | 0.739 | 0.191 | 0.746 | 0.043 | 0.732 | 0.035 | 0.773 | 0.245 | 0.738 | 0.015
2024-11-24 12:00 | 0.769 | 0.647 | 0.773 | 0.182 | 0.745 | 0.212 | 0.694 | 0.025 | 0.736 | 0.208 | 0.765 | 0.059 | 0.734 | 0.085 | 0.804 | 0.268 | 0.74 | 0.153
2024-11-24 13:00 | 0.72 | 0.803 | 0.733 | 0.244 | 0.701 | 0.246 | 0.655 | 0.016 | 0.687 | 0.197 | 0.741 | 0.087 | 0.693 | 0.12 | 0.776 | 0.255 | 0.68 | 0.313
2024-11-24 14:00 | 0.6 | 0.913 | 0.647 | 0.326 | 0.612 | 0.241 | 0.553 | 0.015 | 0.593 | 0.172 | 0.671 | 0.131 | 0.606 | 0.126 | 0.711 | 0.223 | 0.553 | 0.333
2024-11-24 15:00 | 0.466 | 0.937 | 0.513 | 0.409 | 0.472 | 0.221 | 0.405 | 0.009 | 0.441 | 0.146 | 0.555 | 0.178 | 0.47 | 0.115 | 0.614 | 0.189 | 0.39 | 0.229
2024-11-24 16:00 | 0.327 | 0.902 | 0.329 | 0.45 | 0.285 | 0.208 | 0.226 | 0.004 | 0.258 | 0.13 | 0.389 | 0.206 | 0.288 | 0.101 | 0.463 | 0.152 | 0.232 | 0.102
2024-11-24 17:00 | 0.135 | 0.866 | 0.109 | 0.469 | 0.067 | 0.207 | 0.069 | 0 | 0.055 | 0.11 | 0.179 | 0.232 | 0.074 | 0.095 | 0.26 | 0.112 | 0.081 | 0.022
2024-11-24 18:00 | 0.034 | 0.777 | 0.013 | 0.476 | 0.008 | 0.223 | 0.007 | 0.02 | 0.008 | 0.09 | 0.023 | 0.256 | 0.01 | 0.1 | 0.065 | 0.082 | 0.01 | 0.001
2024-11-24 19:00 | 0.001 | 0.548 | 0 | 0.561 | 0 | 0.278 | 0 | 0.219 | 0 | 0.065 | 0 | 0.302 | 0 | 0.147 | 0.009 | 0.078 | 0 | 0
2024-11-24 20:00 | 0 | 0.406 | 0 | 0.59 | 0 | 0.264 | 0 | 0.415 | 0 | 0.034 | 0 | 0.29 | 0 | 0.214 | 0 | 0.093 | 0 | 0
2024-11-24 21:00 | 0 | 0.317 | 0 | 0.591 | 0 | 0.2 | 0 | 0.457 | 0 | 0.01 | 0 | 0.273 | 0 | 0.253 | 0 | 0.089 | 0 | 0
2024-11-24 22:00 | 0 | 0.246 | 0 | 0.625 | 0 | 0.119 | 0 | 0.422 | 0 | 0.002 | 0 | 0.31 | 0 | 0.222 | 0 | 0.059 | 0 | 0.005
2024-11-24 23:00 | 0 | 0.288 | 0 | 0.678 | 0 | 0.079 | 0 | 0.362 | 0 | 0.003 | 0 | 0.4 | 0 | 0.193 | 0 | 0.064 | 0 | 0.007
2024-11-25 | 0 | 0.35 | 0 | 0.7 | 0 | 0.075 | 0 | 0.31 | 0 | 0.01 | 0 | 0.484 | 0 | 0.194 | 0 | 0.082 | 0 | 0.005
2024-11-25 01:00 | 0 | 0.399 | 0 | 0.676 | 0 | 0.101 | 0 | 0.289 | 0 | 0.03 | 0 | 0.519 | 0 | 0.22 | 0 | 0.055 | 0 | 0.004
2024-11-25 02:00 | 0 | 0.467 | 0 | 0.639 | 0 | 0.141 | 0 | 0.287 | 0 | 0.053 | 0 | 0.522 | 0 | 0.259 | 0 | 0.037 | 0 | 0.014
2024-11-25 03:00 | 0 | 0.501 | 0 | 0.605 | 0 | 0.153 | 0 | 0.28 | 0 | 0.057 | 0 | 0.54 | 0 | 0.261 | 0 | 0.033 | 0 | 0.044
2024-11-25 04:00 | 0 | 0.5 | 0 | 0.574 | 0 | 0.153 | 0 | 0.279 | 0 | 0.041 | 0 | 0.554 | 0 | 0.218 | 0 | 0.034 | 0 | 0.039
2024-11-25 05:00 | 0.008 | 0.47 | 0.002 | 0.535 | 0.003 | 0.147 | 0.005 | 0.245 | 0.006 | 0.024 | 0 | 0.547 | 0.002 | 0.179 | 0 | 0.034 | 0.016 | 0.014
2024-11-25 06:00 | 0.092 | 0.485 | 0.067 | 0.305 | 0.076 | 0.076 | 0.085 | 0.247 | 0.089 | 0.011 | 0.019 | 0.442 | 0.065 | 0.093 | 0.031 | 0.031 | 0.123 | 0.004
2024-11-25 07:00 | 0.264 | 0.528 | 0.273 | 0.092 | 0.275 | 0.043 | 0.259 | 0.208 | 0.28 | 0.011 | 0.198 | 0.158 | 0.256 | 0.025 | 0.176 | 0.018 | 0.303 | 0.001
2024-11-25 08:00 | 0.454 | 0.48 | 0.465 | 0.03 | 0.465 | 0.021 | 0.44 | 0.112 | 0.47 | 0.009 | 0.402 | 0.088 | 0.442 | 0.008 | 0.381 | 0.009 | 0.483 | 0.001
2024-11-25 09:00 | 0.61 | 0.43 | 0.614 | 0.004 | 0.608 | 0.001 | 0.586 | 0.059 | 0.611 | 0.009 | 0.561 | 0.072 | 0.586 | 0.001 | 0.568 | 0.003 | 0.624 | 0.005
2024-11-25 10:00 | 0.719 | 0.403 | 0.713 | 0.001 | 0.7 | 0 | 0.669 | 0.04 | 0.7 | 0.011 | 0.675 | 0.026 | 0.679 | 0 | 0.703 | 0.002 | 0.712 | 0.041
2024-11-25 11:00 | 0.773 | 0.401 | 0.762 | 0.001 | 0.743 | 0 | 0.695 | 0.039 | 0.741 | 0.015 | 0.741 | 0.008 | 0.724 | 0 | 0.784 | 0.011 | 0.755 | 0.109
2024-11-25 12:00 | 0.778 | 0.422 | 0.767 | 0.005 | 0.742 | 0 | 0.698 | 0.049 | 0.737 | 0.015 | 0.76 | 0.001 | 0.726 | 0 | 0.817 | 0.035 | 0.747 | 0.169
2024-11-25 13:00 | 0.739 | 0.456 | 0.728 | 0.014 | 0.696 | 0.001 | 0.653 | 0.059 | 0.688 | 0.012 | 0.736 | 0 | 0.683 | 0.001 | 0.803 | 0.066 | 0.687 | 0.207
2024-11-25 14:00 | 0.655 | 0.464 | 0.643 | 0.027 | 0.603 | 0.001 | 0.564 | 0.07 | 0.591 | 0.007 | 0.668 | 0 | 0.595 | 0 | 0.743 | 0.094 | 0.59 | 0.225
2024-11-25 15:00 | 0.522 | 0.413 | 0.51 | 0.041 | 0.463 | 0.002 | 0.426 | 0.088 | 0.442 | 0.006 | 0.552 | 0 | 0.46 | 0 | 0.632 | 0.118 | 0.441 | 0.214
2024-11-25 16:00 | 0.343 | 0.298 | 0.328 | 0.054 | 0.277 | 0.002 | 0.245 | 0.119 | 0.259 | 0.008 | 0.387 | 0 | 0.28 | 0 | 0.47 | 0.132 | 0.249 | 0.191
2024-11-25 17:00 | 0.133 | 0.192 | 0.109 | 0.06 | 0.073 | 0.003 | 0.052 | 0.178 | 0.06 | 0.018 | 0.178 | 0 | 0.081 | 0 | 0.262 | 0.14 | 0.074 | 0.16
2024-11-25 18:00 | 0.027 | 0.102 | 0.013 | 0.074 | 0.011 | 0.022 | 0.007 | 0.292 | 0.009 | 0.115 | 0.02 | 0.004 | 0.013 | 0.026 | 0.043 | 0.142 | 0.01 | 0.128
2024-11-25 19:00 | 0 | 0.045 | 0 | 0.087 | 0 | 0.063 | 0 | 0.395 | 0 | 0.308 | 0 | 0.03 | 0 | 0.154 | 0.008 | 0.139 | 0 | 0.09
2024-11-25 20:00 | 0 | 0.01 | 0 | 0.086 | 0 | 0.139 | 0 | 0.391 | 0 | 0.43 | 0 | 0.064 | 0 | 0.286 | 0 | 0.15 | 0 | 0.047
2024-11-25 21:00 | 0 | 0.002 | 0 | 0.074 | 0 | 0.231 | 0 | 0.384 | 0 | 0.467 | 0 | 0.091 | 0 | 0.344 | 0 | 0.177 | 0 | 0.022
2024-11-25 22:00 | 0 | 0 | 0 | 0.059 | 0 | 0.318 | 0 | 0.376 | 0 | 0.46 | 0 | 0.101 | 0 | 0.345 | 0 | 0.212 | 0 | 0.024
2024-11-25 23:00 | 0 | 0.001 | 0 | 0.051 | 0 | 0.397 | 0 | 0.318 | 0 | 0.43 | 0 | 0.113 | 0 | 0.325 | 0 | 0.228 | 0 | 0.055
2024-11-26 | 0 | 0.019 | 0 | 0.049 | 0 | 0.468 | 0 | 0.27 | 0 | 0.371 | 0 | 0.138 | 0 | 0.331 | 0 | 0.233 | 0 | 0.097
2024-11-26 01:00 | 0 | 0.085 | 0 | 0.046 | 0 | 0.506 | 0 | 0.238 | 0 | 0.308 | 0 | 0.174 | 0 | 0.338 | 0 | 0.246 | 0 | 0.129
2024-11-26 02:00 | 0 | 0.158 | 0 | 0.041 | 0 | 0.517 | 0 | 0.217 | 0 | 0.264 | 0 | 0.231 | 0 | 0.325 | 0 | 0.265 | 0 | 0.154
2024-11-26 03:00 | 0 | 0.223 | 0 | 0.044 | 0 | 0.484 | 0 | 0.205 | 0 | 0.213 | 0 | 0.296 | 0 | 0.277 | 0 | 0.277 | 0 | 0.171
2024-11-26 04:00 | 0 | 0.276 | 0 | 0.086 | 0 | 0.432 | 0 | 0.197 | 0 | 0.167 | 0 | 0.347 | 0 | 0.211 | 0 | 0.274 | 0 | 0.18
2024-11-26 05:00 | 0.007 | 0.308 | 0.002 | 0.186 | 0.004 | 0.377 | 0.004 | 0.205 | 0.006 | 0.128 | 0 | 0.362 | 0.002 | 0.158 | 0 | 0.256 | 0.016 | 0.178
2024-11-26 06:00 | 0.091 | 0.243 | 0.066 | 0.191 | 0.08 | 0.339 | 0.084 | 0.312 | 0.088 | 0.151 | 0.019 | 0.355 | 0.068 | 0.125 | 0.024 | 0.22 | 0.124 | 0.128
2024-11-26 07:00 | 0.289 | 0.192 | 0.272 | 0.064 | 0.262 | 0.326 | 0.263 | 0.205 | 0.271 | 0.133 | 0.191 | 0.201 | 0.245 | 0.158 | 0.185 | 0.167 | 0.307 | 0.099
2024-11-26 08:00 | 0.478 | 0.161 | 0.465 | 0.019 | 0.449 | 0.2 | 0.446 | 0.093 | 0.456 | 0.076 | 0.389 | 0.077 | 0.428 | 0.093 | 0.395 | 0.191 | 0.479 | 0.08
2024-11-26 09:00 | 0.623 | 0.159 | 0.606 | 0.047 | 0.587 | 0.077 | 0.585 | 0.052 | 0.593 | 0.035 | 0.543 | 0.055 | 0.566 | 0.035 | 0.573 | 0.211 | 0.612 | 0.059
2024-11-26 10:00 | 0.717 | 0.201 | 0.702 | 0.107 | 0.679 | 0.015 | 0.673 | 0.05 | 0.679 | 0.005 | 0.653 | 0.086 | 0.656 | 0.007 | 0.704 | 0.191 | 0.698 | 0.046
2024-11-26 11:00 | 0.765 | 0.286 | 0.751 | 0.149 | 0.726 | 0 | 0.713 | 0.054 | 0.72 | 0 | 0.717 | 0.101 | 0.702 | 0 | 0.785 | 0.149 | 0.744 | 0.065
2024-11-26 12:00 | 0.771 | 0.398 | 0.755 | 0.177 | 0.726 | 0 | 0.706 | 0.054 | 0.717 | 0 | 0.736 | 0.091 | 0.706 | 0 | 0.817 | 0.133 | 0.739 | 0.121
2024-11-26 13:00 | 0.733 | 0.476 | 0.715 | 0.192 | 0.683 | 0 | 0.656 | 0.053 | 0.672 | 0 | 0.712 | 0.065 | 0.669 | 0 | 0.803 | 0.167 | 0.687 | 0.144
2024-11-26 14:00 | 0.65 | 0.481 | 0.631 | 0.189 | 0.594 | 0 | 0.566 | 0.057 | 0.58 | 0 | 0.646 | 0.037 | 0.585 | 0 | 0.742 | 0.254 | 0.588 | 0.16
2024-11-26 15:00 | 0.518 | 0.401 | 0.499 | 0.169 | 0.456 | 0 | 0.425 | 0.067 | 0.44 | 0 | 0.535 | 0.018 | 0.454 | 0.001 | 0.631 | 0.391 | 0.44 | 0.14
2024-11-26 16:00 | 0.338 | 0.332 | 0.32 | 0.137 | 0.274 | 0 | 0.243 | 0.085 | 0.258 | 0 | 0.375 | 0.009 | 0.279 | 0.005 | 0.469 | 0.516 | 0.252 | 0.103
2024-11-26 17:00 | 0.133 | 0.304 | 0.109 | 0.095 | 0.076 | 0.001 | 0.054 | 0.115 | 0.062 | 0 | 0.173 | 0.004 | 0.083 | 0.021 | 0.261 | 0.586 | 0.069 | 0.128
2024-11-26 18:00 | 0.028 | 0.25 | 0.016 | 0.045 | 0.013 | 0.018 | 0.007 | 0.192 | 0.01 | 0.009 | 0.023 | 0.002 | 0.014 | 0.134 | 0.044 | 0.607 | 0.01 | 0.214
2024-11-26 19:00 | 0 | 0.164 | 0 | 0.008 | 0 | 0.12 | 0 | 0.311 | 0 | 0.08 | 0 | 0.003 | 0 | 0.358 | 0.008 | 0.568 | 0 | 0.274
2024-11-26 20:00 | 0 | 0.074 | 0 | 0.001 | 0 | 0.25 | 0 | 0.387 | 0 | 0.183 | 0 | 0.003 | 0 | 0.424 | 0 | 0.545 | 0 | 0.313
2024-11-26 21:00 | 0 | 0.007 | 0 | 0.001 | 0 | 0.323 | 0 | 0.397 | 0 | 0.281 | 0 | 0.004 | 0 | 0.374 | 0 | 0.549 | 0 | 0.357
2024-11-26 22:00 | 0 | 0 | 0 | 0 | 0 | 0.346 | 0 | 0.362 | 0 | 0.358 | 0 | 0.01 | 0 | 0.309 | 0 | 0.501 | 0 | 0.427
2024-11-26 23:00 | 0 | 0 | 0 | 0 | 0 | 0.343 | 0 | 0.311 | 0 | 0.394 | 0 | 0.025 | 0 | 0.248 | 0 | 0.47 | 0 | 0.519
2024-11-27 | 0 | 0 | 0 | 0 | 0 | 0.349 | 0 | 0.253 | 0 | 0.395 | 0 | 0.047 | 0 | 0.201 | 0 | 0.428 | 0 | 0.543
2024-11-27 01:00 | 0 | 0 | 0 | 0.001 | 0 | 0.355 | 0 | 0.185 | 0 | 0.372 | 0 | 0.077 | 0 | 0.166 | 0 | 0.379 | 0 | 0.479
2024-11-27 02:00 | 0 | 0 | 0 | 0.007 | 0 | 0.348 | 0 | 0.118 | 0 | 0.338 | 0 | 0.127 | 0 | 0.137 | 0 | 0.338 | 0 | 0.353
2024-11-27 03:00 | 0 | 0 | 0 | 0.028 | 0 | 0.325 | 0 | 0.067 | 0 | 0.294 | 0 | 0.195 | 0 | 0.113 | 0 | 0.304 | 0 | 0.228
2024-11-27 04:00 | 0 | 0 | 0 | 0.074 | 0 | 0.296 | 0 | 0.036 | 0 | 0.241 | 0 | 0.267 | 0 | 0.088 | 0 | 0.267 | 0 | 0.167
2024-11-27 05:00 | 0.009 | 0.004 | 0.003 | 0.121 | 0.004 | 0.24 | 0.005 | 0.018 | 0.006 | 0.159 | 0 | 0.351 | 0.002 | 0.051 | 0 | 0.227 | 0.015 | 0.137
2024-11-27 06:00 | 0.093 | 0.023 | 0.066 | 0.115 | 0.076 | 0.118 | 0.081 | 0.004 | 0.089 | 0.051 | 0.023 | 0.457 | 0.066 | 0.028 | 0.024 | 0.155 | 0.106 | 0.092
2024-11-27 07:00 | 0.278 | 0.073 | 0.262 | 0.048 | 0.263 | 0.175 | 0.269 | 0.002 | 0.274 | 0.046 | 0.186 | 0.334 | 0.246 | 0.08 | 0.183 | 0.054 | 0.256 | 0.046
2024-11-27 08:00 | 0.463 | 0.153 | 0.448 | 0.004 | 0.446 | 0.1 | 0.453 | 0.003 | 0.454 | 0.016 | 0.377 | 0.388 | 0.427 | 0.063 | 0.39 | 0.013 | 0.417 | 0.021
2024-11-27 09:00 | 0.605 | 0.251 | 0.59 | 0 | 0.586 | 0.024 | 0.594 | 0.028 | 0.591 | 0 | 0.528 | 0.507 | 0.569 | 0.015 | 0.565 | 0 | 0.547 | 0.021
2024-11-27 10:00 | 0.697 | 0.338 | 0.686 | 0.001 | 0.678 | 0 | 0.685 | 0.078 | 0.679 | 0 | 0.632 | 0.516 | 0.663 | 0.004 | 0.692 | 0.001 | 0.653 | 0.024
2024-11-27 11:00 | 0.743 | 0.398 | 0.735 | 0.006 | 0.721 | 0 | 0.727 | 0.125 | 0.719 | 0 | 0.693 | 0.494 | 0.709 | 0.007 | 0.768 | 0.01 | 0.693 | 0.048
2024-11-27 12:00 | 0.747 | 0.465 | 0.742 | 0.015 | 0.721 | 0.004 | 0.723 | 0.16 | 0.715 | 0.001 | 0.711 | 0.435 | 0.711 | 0.024 | 0.798 | 0.029 | 0.697 | 0.077
2024-11-27 13:00 | 0.71 | 0.547 | 0.705 | 0.022 | 0.676 | 0.012 | 0.674 | 0.19 | 0.666 | 0.003 | 0.688 | 0.369 | 0.669 | 0.05 | 0.783 | 0.063 | 0.655 | 0.112
2024-11-27 14:00 | 0.631 | 0.598 | 0.623 | 0.025 | 0.59 | 0.022 | 0.58 | 0.214 | 0.575 | 0.004 | 0.623 | 0.314 | 0.585 | 0.078 | 0.722 | 0.099 | 0.56 | 0.12
2024-11-27 15:00 | 0.503 | 0.637 | 0.494 | 0.027 | 0.451 | 0.034 | 0.436 | 0.237 | 0.433 | 0.006 | 0.513 | 0.274 | 0.453 | 0.104 | 0.612 | 0.127 | 0.414 | 0.111
2024-11-27 16:00 | 0.33 | 0.686 | 0.318 | 0.033 | 0.272 | 0.048 | 0.247 | 0.256 | 0.244 | 0.011 | 0.358 | 0.249 | 0.277 | 0.13 | 0.454 | 0.144 | 0.246 | 0.101
2024-11-27 17:00 | 0.134 | 0.779 | 0.109 | 0.05 | 0.078 | 0.049 | 0.042 | 0.259 | 0.078 | 0.013 | 0.169 | 0.247 | 0.083 | 0.138 | 0.254 | 0.147 | 0.084 | 0.095
2024-11-27 18:00 | 0.034 | 0.857 | 0.016 | 0.097 | 0.013 | 0.072 | 0.006 | 0.278 | 0.01 | 0.03 | 0.035 | 0.266 | 0.014 | 0.159 | 0.048 | 0.151 | 0.011 | 0.096
2024-11-27 19:00 | 0 | 0.882 | 0 | 0.154 | 0 | 0.091 | 0 | 0.332 | 0 | 0.058 | 0 | 0.373 | 0 | 0.182 | 0.009 | 0.134 | 0 | 0.087
2024-11-27 20:00 | 0 | 0.855 | 0 | 0.208 | 0 | 0.051 | 0 | 0.341 | 0 | 0.065 | 0 | 0.459 | 0 | 0.16 | 0 | 0.114 | 0 | 0.084
2024-11-27 21:00 | 0 | 0.819 | 0 | 0.344 | 0 | 0.024 | 0 | 0.346 | 0 | 0.073 | 0 | 0.404 | 0 | 0.163 | 0 | 0.084 | 0 | 0.107
2024-11-27 22:00 | 0 | 0.791 | 0 | 0.587 | 0 | 0.03 | 0 | 0.361 | 0 | 0.105 | 0 | 0.296 | 0 | 0.199 | 0 | 0.044 | 0 | 0.139
2024-11-27 23:00 | 0 | 0.732 | 0 | 0.728 | 0 | 0.062 | 0 | 0.367 | 0 | 0.153 | 0 | 0.278 | 0 | 0.212 | 0 | 0.008 | 0 | 0.179
2024-11-28 | 0 | 0.69 | 0 | 0.723 | 0 | 0.106 | 0 | 0.35 | 0 | 0.17 | 0 | 0.491 | 0 | 0.227 | 0 | 0 | 0 | 0.239
2024-11-28 01:00 | 0 | 0.674 | 0 | 0.633 | 0 | 0.146 | 0 | 0.317 | 0 | 0.16 | 0 | 0.526 | 0 | 0.257 | 0 | 0.004 | 0 | 0.295
2024-11-28 02:00 | 0 | 0.661 | 0 | 0.519 | 0 | 0.186 | 0 | 0.272 | 0 | 0.149 | 0 | 0.407 | 0 | 0.274 | 0 | 0.028 | 0 | 0.333
2024-11-28 03:00 | 0 | 0.633 | 0 | 0.454 | 0 | 0.231 | 0 | 0.234 | 0 | 0.16 | 0 | 0.233 | 0 | 0.277 | 0 | 0.073 | 0 | 0.367
2024-11-28 04:00 | 0 | 0.54 | 0 | 0.413 | 0 | 0.27 | 0 | 0.22 | 0 | 0.167 | 0 | 0.076 | 0 | 0.254 | 0 | 0.144 | 0 | 0.402
2024-11-28 05:00 | 0.01 | 0.338 | 0.003 | 0.364 | 0.005 | 0.256 | 0.005 | 0.203 | 0.007 | 0.122 | 0 | 0.006 | 0.003 | 0.223 | 0 | 0.155 | 0.018 | 0.4
2024-11-28 06:00 | 0.097 | 0.106 | 0.081 | 0.255 | 0.08 | 0.141 | 0.08 | 0.107 | 0.09 | 0.047 | 0.039 | 0 | 0.07 | 0.123 | 0.038 | 0.159 | 0.119 | 0.376
2024-11-28 07:00 | 0.252 | 0.082 | 0.225 | 0.568 | 0.266 | 0.325 | 0.27 | 0.119 | 0.273 | 0.15 | 0.159 | 0.002 | 0.256 | 0.21 | 0.155 | 0.216 | 0.272 | 0.379
2024-11-28 08:00 | 0.404 | 0.464 | 0.325 | 0.677 | 0.445 | 0.264 | 0.452 | 0.176 | 0.451 | 0.141 | 0.332 | 0.009 | 0.432 | 0.263 | 0.311 | 0.267 | 0.436 | 0.368
2024-11-28 09:00 | 0.452 | 0.887 | 0.384 | 0.636 | 0.583 | 0.179 | 0.591 | 0.185 | 0.589 | 0.111 | 0.488 | 0 | 0.561 | 0.213 | 0.505 | 0.305 | 0.584 | 0.32
2024-11-28 10:00 | 0.481 | 0.963 | 0.42 | 0.493 | 0.674 | 0.164 | 0.68 | 0.207 | 0.679 | 0.105 | 0.607 | 0 | 0.615 | 0.198 | 0.644 | 0.329 | 0.683 | 0.233
2024-11-28 11:00 | 0.551 | 0.919 | 0.525 | 0.353 | 0.718 | 0.182 | 0.722 | 0.239 | 0.729 | 0.12 | 0.688 | 0.002 | 0.598 | 0.213 | 0.738 | 0.328 | 0.729 | 0.254
2024-11-28 12:00 | 0.635 | 0.942 | 0.669 | 0.294 | 0.688 | 0.204 | 0.718 | 0.247 | 0.726 | 0.137 | 0.694 | 0.017 | 0.571 | 0.214 | 0.775 | 0.336 | 0.724 | 0.287
2024-11-28 13:00 | 0.487 | 0.968 | 0.68 | 0.311 | 0.567 | 0.223 | 0.67 | 0.227 | 0.679 | 0.14 | 0.656 | 0.041 | 0.536 | 0.188 | 0.763 | 0.37 | 0.671 | 0.343
2024-11-28 14:00 | 0.38 | 0.964 | 0.589 | 0.392 | 0.446 | 0.223 | 0.576 | 0.201 | 0.559 | 0.128 | 0.59 | 0.072 | 0.447 | 0.141 | 0.723 | 0.402 | 0.563 | 0.352
2024-11-28 15:00 | 0.287 | 0.919 | 0.464 | 0.491 | 0.336 | 0.197 | 0.433 | 0.182 | 0.384 | 0.118 | 0.489 | 0.097 | 0.314 | 0.095 | 0.614 | 0.413 | 0.406 | 0.21
2024-11-28 16:00 | 0.273 | 0.722 | 0.261 | 0.589 | 0.2 | 0.155 | 0.246 | 0.178 | 0.214 | 0.112 | 0.35 | 0.105 | 0.189 | 0.059 | 0.455 | 0.355 | 0.211 | 0.144
2024-11-28 17:00 | 0.147 | 0.586 | 0.116 | 0.597 | 0.079 | 0.119 | 0.044 | 0.208 | 0.082 | 0.128 | 0.174 | 0.099 | 0.085 | 0.036 | 0.258 | 0.253 | 0.064 | 0.169
2024-11-28 18:00 | 0.04 | 0.51 | 0.025 | 0.4 | 0.011 | 0.111 | 0.007 | 0.305 | 0.009 | 0.181 | 0.036 | 0.142 | 0.016 | 0.025 | 0.056 | 0.192 | 0.002 | 0.314
2024-11-28 19:00 | 0 | 0.485 | 0 | 0.179 | 0 | 0.104 | 0 | 0.433 | 0 | 0.192 | 0 | 0.464 | 0 | 0.027 | 0.01 | 0.155 | 0 | 0.401
2024-11-28 20:00 | 0 | 0.41 | 0 | 0.093 | 0 | 0.115 | 0 | 0.503 | 0 | 0.184 | 0 | 0.624 | 0 | 0.051 | 0 | 0.14 | 0 | 0.328
2024-11-28 21:00 | 0 | 0.344 | 0 | 0.075 | 0 | 0.164 | 0 | 0.526 | 0 | 0.202 | 0 | 0.519 | 0 | 0.11 | 0 | 0.101 | 0 | 0.391
2024-11-28 22:00 | 0 | 0.192 | 0 | 0.138 | 0 | 0.256 | 0 | 0.51 | 0 | 0.255 | 0 | 0.367 | 0 | 0.185 | 0 | 0.086 | 0 | 0.474
2024-11-28 23:00 | 0 | 0.088 | 0 | 0.259 | 0 | 0.374 | 0 | 0.457 | 0 | 0.318 | 0 | 0.281 | 0 | 0.233 | 0 | 0.07 | 0 | 0.498
2024-11-29 | 0 | 0.133 | 0 | 0.379 | 0 | 0.467 | 0 | 0.383 | 0 | 0.362 | 0 | 0.281 | 0 | 0.258 | 0 | 0.074 | 0 | 0.418
2024-11-29 01:00 | 0 | 0.155 | 0 | 0.434 | 0 | 0.506 | 0 | 0.328 | 0 | 0.345 | 0 | 0.352 | 0 | 0.263 | 0 | 0.142 | 0 | 0.291
2024-11-29 02:00 | 0 | 0.176 | 0 | 0.451 | 0 | 0.478 | 0 | 0.296 | 0 | 0.311 | 0 | 0.407 | 0 | 0.22 | 0 | 0.18 | 0 | 0.173
2024-11-29 03:00 | 0 | 0.192 | 0 | 0.488 | 0 | 0.436 | 0 | 0.286 | 0 | 0.297 | 0 | 0.4 | 0 | 0.162 | 0 | 0.2 | 0 | 0.06
2024-11-29 04:00 | 0 | 0.201 | 0 | 0.55 | 0 | 0.41 | 0 | 0.294 | 0 | 0.27 | 0 | 0.391 | 0 | 0.124 | 0 | 0.21 | 0 | 0.019
2024-11-29 05:00 | 0.008 | 0.201 | 0.004 | 0.59 | 0.004 | 0.369 | 0.004 | 0.255 | 0.006 | 0.227 | 0 | 0.358 | 0.002 | 0.084 | 0 | 0.162 | 0.018 | 0.007
2024-11-29 06:00 | 0.084 | 0.201 | 0.069 | 0.398 | 0.074 | 0.179 | 0.077 | 0.123 | 0.086 | 0.122 | 0.039 | 0.294 | 0.062 | 0.027 | 0.015 | 0.133 | 0.122 | 0.003
2024-11-29 07:00 | 0.227 | 0.133 | 0.258 | 0.439 | 0.267 | 0.387 | 0.273 | 0.108 | 0.278 | 0.349 | 0.172 | 0.212 | 0.252 | 0.133 | 0.055 | 0.144 | 0.294 | 0.001
2024-11-29 08:00 | 0.367 | 0.109 | 0.442 | 0.943 | 0.453 | 0.491 | 0.457 | 0.174 | 0.462 | 0.311 | 0.359 | 0.122 | 0.435 | 0.363 | 0.174 | 0.212 | 0.464 | 0
2024-11-29 09:00 | 0.484 | 0.147 | 0.586 | 0.941 | 0.597 | 0.422 | 0.596 | 0.183 | 0.602 | 0.246 | 0.522 | 0.069 | 0.58 | 0.336 | 0.403 | 0.278 | 0.596 | 0.006
2024-11-29 10:00 | 0.565 | 0.197 | 0.681 | 0.926 | 0.691 | 0.41 | 0.686 | 0.188 | 0.693 | 0.234 | 0.627 | 0.053 | 0.675 | 0.347 | 0.637 | 0.337 | 0.672 | 0.05
2024-11-29 11:00 | 0.618 | 0.355 | 0.731 | 0.904 | 0.737 | 0.407 | 0.727 | 0.159 | 0.737 | 0.231 | 0.69 | 0.09 | 0.723 | 0.346 | 0.762 | 0.374 | 0.72 | 0.113
2024-11-29 12:00 | 0.639 | 0.586 | 0.737 | 0.875 | 0.738 | 0.379 | 0.723 | 0.12 | 0.735 | 0.22 | 0.721 | 0.168 | 0.726 | 0.311 | 0.799 | 0.376 | 0.714 | 0.185
2024-11-29 13:00 | 0.591 | 0.74 | 0.699 | 0.849 | 0.694 | 0.337 | 0.674 | 0.09 | 0.688 | 0.207 | 0.699 | 0.32 | 0.685 | 0.264 | 0.784 | 0.357 | 0.654 | 0.233
2024-11-29 14:00 | 0.452 | 0.821 | 0.613 | 0.82 | 0.604 | 0.278 | 0.579 | 0.065 | 0.595 | 0.181 | 0.638 | 0.499 | 0.599 | 0.21 | 0.725 | 0.344 | 0.565 | 0.227
2024-11-29 15:00 | 0.266 | 0.859 | 0.474 | 0.77 | 0.466 | 0.212 | 0.436 | 0.049 | 0.453 | 0.15 | 0.531 | 0.603 | 0.465 | 0.157 | 0.615 | 0.341 | 0.412 | 0.277
2024-11-29 16:00 | 0.124 | 0.862 | 0.296 | 0.683 | 0.281 | 0.155 | 0.247 | 0.044 | 0.265 | 0.118 | 0.371 | 0.599 | 0.285 | 0.112 | 0.457 | 0.278 | 0.235 | 0.435
2024-11-29 17:00 | 0.049 | 0.821 | 0.116 | 0.607 | 0.072 | 0.117 | 0.041 | 0.079 | 0.055 | 0.1 | 0.175 | 0.586 | 0.078 | 0.084 | 0.261 | 0.155 | 0.084 | 0.715
2024-11-29 18:00 | 0.013 | 0.762 | 0.026 | 0.574 | 0.011 | 0.138 | 0.006 | 0.239 | 0.008 | 0.132 | 0.046 | 0.665 | 0.012 | 0.094 | 0.062 | 0.112 | 0.007 | 0.888
2024-11-29 19:00 | 0 | 0.647 | 0 | 0.605 | 0 | 0.201 | 0 | 0.447 | 0 | 0.164 | 0 | 0.731 | 0 | 0.107 | 0.011 | 0.16 | 0 | 0.939
2024-11-29 20:00 | 0 | 0.494 | 0 | 0.376 | 0 | 0.247 | 0 | 0.556 | 0 | 0.179 | 0 | 0.707 | 0 | 0.102 | 0 | 0.243 | 0 | 0.951
2024-11-29 21:00 | 0 | 0.357 | 0 | 0.072 | 0 | 0.282 | 0 | 0.571 | 0 | 0.2 | 0 | 0.593 | 0 | 0.09 | 0 | 0.284 | 0 | 0.923
2024-11-29 22:00 | 0 | 0.234 | 0 | 0.05 | 0 | 0.344 | 0 | 0.54 | 0 | 0.249 | 0 | 0.447 | 0 | 0.093 | 0 | 0.336 | 0 | 0.84
2024-11-29 23:00 | 0 | 0.139 | 0 | 0.061 | 0 | 0.457 | 0 | 0.507 | 0 | 0.341 | 0 | 0.358 | 0 | 0.136 | 0 | 0.34 | 0 | 0.755
2024-11-30 | 0 | 0.105 | 0 | 0.089 | 0 | 0.566 | 0 | 0.466 | 0 | 0.435 | 0 | 0.289 | 0 | 0.194 | 0 | 0.343 | 0 | 0.634
2024-11-30 01:00 | 0 | 0.089 | 0 | 0.156 | 0 | 0.623 | 0 | 0.421 | 0 | 0.466 | 0 | 0.252 | 0 | 0.243 | 0 | 0.342 | 0 | 0.501
2024-11-30 02:00 | 0 | 0.07 | 0 | 0.248 | 0 | 0.627 | 0 | 0.376 | 0 | 0.431 | 0 | 0.19 | 0 | 0.281 | 0 | 0.38 | 0 | 0.398
2024-11-30 03:00 | 0 | 0.043 | 0 | 0.349 | 0 | 0.593 | 0 | 0.336 | 0 | 0.325 | 0 | 0.141 | 0 | 0.301 | 0 | 0.401 | 0 | 0.325
2024-11-30 04:00 | 0 | 0.026 | 0 | 0.459 | 0 | 0.53 | 0 | 0.31 | 0 | 0.253 | 0 | 0.115 | 0 | 0.289 | 0 | 0.411 | 0 | 0.266
2024-11-30 05:00 | 0.006 | 0.017 | 0.004 | 0.509 | 0.004 | 0.413 | 0.005 | 0.309 | 0.006 | 0.382 | 0 | 0.084 | 0.002 | 0.233 | 0 | 0.358 | 0.01 | 0.189
2024-11-30 06:00 | 0.079 | 0.013 | 0.076 | 0.544 | 0.073 | 0.201 | 0.077 | 0.264 | 0.085 | 0.309 | 0.035 | 0.024 | 0.062 | 0.11 | 0.038 | 0.297 | 0.103 | 0.123
2024-11-30 07:00 | 0.182 | 0.011 | 0.231 | 0.737 | 0.27 | 0.192 | 0.27 | 0.328 | 0.282 | 0.22 | 0.177 | 0.001 | 0.253 | 0.074 | 0.172 | 0.226 | 0.249 | 0.059
2024-11-30 08:00 | 0.166 | 0.018 | 0.402 | 0.664 | 0.455 | 0.3 | 0.454 | 0.504 | 0.465 | 0.188 | 0.363 | 0 | 0.438 | 0.131 | 0.368 | 0.112 | 0.392 | 0.034
2024-11-30 09:00 | 0.179 | 0.029 | 0.557 | 0.594 | 0.598 | 0.272 | 0.596 | 0.505 | 0.605 | 0.122 | 0.525 | 0.008 | 0.58 | 0.17 | 0.556 | 0.054 | 0.5 | 0.021
2024-11-30 10:00 | 0.236 | 0.091 | 0.659 | 0.6 | 0.69 | 0.239 | 0.688 | 0.488 | 0.693 | 0.096 | 0.645 | 0.064 | 0.674 | 0.159 | 0.69 | 0.045 | 0.547 | 0.049
2024-11-30 11:00 | 0.316 | 0.101 | 0.717 | 0.642 | 0.736 | 0.216 | 0.731 | 0.458 | 0.735 | 0.089 | 0.712 | 0.158 | 0.721 | 0.149 | 0.771 | 0.076 | 0.585 | 0.112
2024-11-30 12:00 | 0.427 | 0.104 | 0.715 | 0.71 | 0.736 | 0.211 | 0.727 | 0.424 | 0.73 | 0.092 | 0.73 | 0.254 | 0.723 | 0.154 | 0.806 | 0.133 | 0.605 | 0.238
2024-11-30 13:00 | 0.556 | 0.134 | 0.688 | 0.768 | 0.692 | 0.213 | 0.678 | 0.401 | 0.682 | 0.103 | 0.706 | 0.328 | 0.682 | 0.158 | 0.793 | 0.203 | 0.573 | 0.386
2024-11-30 14:00 | 0.549 | 0.215 | 0.602 | 0.777 | 0.602 | 0.208 | 0.582 | 0.391 | 0.588 | 0.118 | 0.639 | 0.358 | 0.595 | 0.157 | 0.734 | 0.254 | 0.478 | 0.49
2024-11-30 15:00 | 0.458 | 0.362 | 0.48 | 0.72 | 0.463 | 0.201 | 0.437 | 0.398 | 0.445 | 0.139 | 0.527 | 0.347 | 0.461 | 0.154 | 0.624 | 0.296 | 0.333 | 0.52
2024-11-30 16:00 | 0.322 | 0.532 | 0.311 | 0.609 | 0.278 | 0.195 | 0.248 | 0.429 | 0.26 | 0.174 | 0.369 | 0.294 | 0.282 | 0.155 | 0.462 | 0.337 | 0.168 | 0.488
2024-11-30 17:00 | 0.154 | 0.627 | 0.119 | 0.518 | 0.074 | 0.211 | 0.044 | 0.491 | 0.06 | 0.248 | 0.175 | 0.211 | 0.08 | 0.184 | 0.26 | 0.388 | 0.071 | 0.435
2024-11-30 18:00 | 0.045 | 0.684 | 0.029 | 0.451 | 0.012 | 0.337 | 0.007 | 0.519 | 0.01 | 0.415 | 0.032 | 0.147 | 0.013 | 0.334 | 0.053 | 0.451 | 0.008 | 0.383
2024-11-30 19:00 | 0 | 0.654 | 0 | 0.438 | 0 | 0.596 | 0 | 0.571 | 0 | 0.61 | 0 | 0.269 | 0 | 0.624 | 0.01 | 0.476 | 0 | 0.294
2024-11-30 20:00 | 0 | 0.635 | 0 | 0.391 | 0 | 0.752 | 0 | 0.557 | 0 | 0.651 | 0 | 0.403 | 0 | 0.757 | 0 | 0.453 | 0 | 0.179
2024-11-30 21:00 | 0 | 0.674 | 0 | 0.311 | 0 | 0.795 | 0 | 0.528 | 0 | 0.658 | 0 | 0.414 | 0 | 0.777 | 0 | 0.395 | 0 | 0.114
2024-11-30 22:00 | 0 | 0.69 | 0 | 0.236 | 0 | 0.792 | 0 | 0.51 | 0 | 0.58 | 0 | 0.362 | 0 | 0.719 | 0 | 0.346 | 0 | 0.133
2024-11-30 23:00 | 0 | 0.69 | 0 | 0.19 | 0 | 0.751 | 0 | 0.461 | 0 | 0.51 | 0 | 0.299 | 0 | 0.613 | 0 | 0.259 | 0 | 0.205
2024-12-01 | 0 | 0.702 | 0 | 0.162 | 0 | 0.703 | 0 | 0.43 | 0 | 0.439 | 0 | 0.252 | 0 | 0.516 | 0 | 0.18 | 0 | 0.227
2024-12-01 01:00 | 0 | 0.693 | 0 | 0.119 | 0 | 0.653 | 0 | 0.432 | 0 | 0.416 | 0 | 0.219 | 0 | 0.429 | 0 | 0.136 | 0 | 0.212
2024-12-01 02:00 | 0 | 0.674 | 0 | 0.051 | 0 | 0.593 | 0 | 0.421 | 0 | 0.41 | 0 | 0.179 | 0 | 0.33 | 0 | 0.087 | 0 | 0.219
2024-12-01 03:00 | 0 | 0.679 | 0 | 0.014 | 0 | 0.545 | 0 | 0.358 | 0 | 0.422 | 0 | 0.119 | 0 | 0.265 | 0 | 0.048 | 0 | 0.256
2024-12-01 04:00 | 0 | 0.684 | 0 | 0.1 | 0 | 0.525 | 0 | 0.291 | 0 | 0.433 | 0 | 0.045 | 0 | 0.251 | 0 | 0.02 | 0 | 0.275
2024-12-01 05:00 | 0.007 | 0.701 | 0.004 | 0.347 | 0.005 | 0.494 | 0.006 | 0.264 | 0.006 | 0.391 | 0 | 0.009 | 0.003 | 0.245 | 0 | 0.006 | 0.016 | 0.256
2024-12-01 06:00 | 0.09 | 0.793 | 0.068 | 0.389 | 0.074 | 0.476 | 0.082 | 0.293 | 0.085 | 0.34 | 0.045 | 0.003 | 0.064 | 0.187 | 0.032 | 0.001 | 0.104 | 0.272
2024-12-01 07:00 | 0.252 | 0.86 | 0.253 | 0.406 | 0.264 | 0.59 | 0.27 | 0.234 | 0.277 | 0.436 | 0.17 | 0.004 | 0.248 | 0.274 | 0.12 | 0.007 | 0.238 | 0.302
2024-12-01 08:00 | 0.447 | 0.819 | 0.435 | 0.601 | 0.45 | 0.567 | 0.451 | 0.197 | 0.46 | 0.398 | 0.308 | 0.017 | 0.431 | 0.354 | 0.241 | 0.112 | 0.386 | 0.289
2024-12-01 09:00 | 0.555 | 0.7 | 0.576 | 0.788 | 0.59 | 0.501 | 0.587 | 0.175 | 0.598 | 0.353 | 0.407 | 0.027 | 0.573 | 0.358 | 0.398 | 0.359 | 0.537 | 0.269
2024-12-01 10:00 | 0.619 | 0.504 | 0.669 | 0.826 | 0.682 | 0.422 | 0.675 | 0.152 | 0.686 | 0.293 | 0.44 | 0.069 | 0.666 | 0.336 | 0.636 | 0.595 | 0.64 | 0.278
2024-12-01 11:00 | 0.67 | 0.361 | 0.712 | 0.839 | 0.727 | 0.336 | 0.717 | 0.134 | 0.729 | 0.223 | 0.521 | 0.343 | 0.713 | 0.3 | 0.753 | 0.688 | 0.725 | 0.33
2024-12-01 12:00 | 0.688 | 0.318 | 0.718 | 0.851 | 0.727 | 0.262 | 0.713 | 0.114 | 0.726 | 0.161 | 0.584 | 0.812 | 0.714 | 0.258 | 0.804 | 0.686 | 0.726 | 0.39
2024-12-01 13:00 | 0.669 | 0.434 | 0.661 | 0.857 | 0.683 | 0.212 | 0.664 | 0.094 | 0.679 | 0.123 | 0.596 | 0.977 | 0.673 | 0.22 | 0.794 | 0.661 | 0.676 | 0.422
2024-12-01 14:00 | 0.616 | 0.69 | 0.586 | 0.857 | 0.594 | 0.168 | 0.57 | 0.082 | 0.586 | 0.098 | 0.451 | 0.964 | 0.587 | 0.175 | 0.732 | 0.643 | 0.58 | 0.41
2024-12-01 15:00 | 0.499 | 0.796 | 0.464 | 0.857 | 0.457 | 0.128 | 0.429 | 0.086 | 0.446 | 0.077 | 0.244 | 0.829 | 0.455 | 0.128 | 0.612 | 0.642 | 0.435 | 0.361
2024-12-01 16:00 | 0.325 | 0.796 | 0.293 | 0.855 | 0.277 | 0.104 | 0.245 | 0.107 | 0.261 | 0.063 | 0.208 | 0.75 | 0.28 | 0.099 | 0.457 | 0.654 | 0.251 | 0.305
2024-12-01 17:00 | 0.141 | 0.697 | 0.116 | 0.852 | 0.076 | 0.113 | 0.045 | 0.149 | 0.058 | 0.068 | 0.125 | 0.593 | 0.085 | 0.099 | 0.262 | 0.654 | 0.084 | 0.248
2024-12-01 18:00 | 0.038 | 0.484 | 0.028 | 0.803 | 0.013 | 0.194 | 0.007 | 0.237 | 0.009 | 0.143 | 0.058 | 0.401 | 0.015 | 0.129 | 0.068 | 0.623 | 0.012 | 0.186
2024-12-01 19:00 | 0 | 0.283 | 0 | 0.768 | 0 | 0.332 | 0 | 0.372 | 0 | 0.261 | 0.001 | 0.252 | 0 | 0.166 | 0.012 | 0.523 | 0 | 0.194
2024-12-01 20:00 | 0 | 0.03 | 0 | 0.711 | 0 | 0.434 | 0 | 0.461 | 0 | 0.368 | 0 | 0.21 | 0 | 0.182 | 0 | 0.368 | 0 | 0.305
2024-12-01 21:00 | 0 | 0.221 | 0 | 0.561 | 0 | 0.519 | 0 | 0.499 | 0 | 0.481 | 0 | 0.365 | 0 | 0.216 | 0 | 0.304 | 0 | 0.464
2024-12-01 22:00 | 0 | 0.362 | 0 | 0.419 | 0 | 0.586 | 0 | 0.494 | 0 | 0.578 | 0 | 0.73 | 0 | 0.28 | 0 | 0.41 | 0 | 0.544
2024-12-01 23:00 | 0 | 0.745 | 0 | 0.286 | 0 | 0.601 | 0 | 0.475 | 0 | 0.595 | 0 | 0.814 | 0 | 0.323 | 0 | 0.61 | 0 | 0.526
2024-12-02 | 0 | 0.926 | 0 | 0.183 | 0 | 0.578 | 0 | 0.429 | 0 | 0.569 | 0 | 0.819 | 0 | 0.319 | 0 | 0.714 | 0 | 0.485
2024-12-02 01:00 | 0 | 0.956 | 0 | 0.133 | 0 | 0.534 | 0 | 0.364 | 0 | 0.53 | 0 | 0.791 | 0 | 0.289 | 0 | 0.684 | 0 | 0.187
2024-12-02 02:00 | 0 | 0.961 | 0 | 0.12 | 0 | 0.496 | 0 | 0.308 | 0 | 0.488 | 0 | 0.674 | 0 | 0.266 | 0 | 0.586 | 0 | 0.311
2024-12-02 03:00 | 0 | 0.971 | 0 | 0.13 | 0 | 0.466 | 0 | 0.286 | 0 | 0.451 | 0 | 0.527 | 0 | 0.264 | 0 | 0.515 | 0 | 0.404
2024-12-02 04:00 | 0 | 0.966 | 0 | 0.175 | 0 | 0.457 | 0 | 0.312 | 0 | 0.407 | 0 | 0.385 | 0 | 0.282 | 0 | 0.464 | 0 | 0.54
2024-12-02 05:00 | 0.008 | 0.935 | 0.005 | 0.283 | 0.004 | 0.404 | 0.005 | 0.348 | 0.006 | 0.335 | 0 | 0.344 | 0.003 | 0.251 | 0 | 0.453 | 0.023 | 0.699
2024-12-02 06:00 | 0.061 | 0.93 | 0.088 | 0.486 | 0.073 | 0.2 | 0.076 | 0.281 | 0.082 | 0.167 | 0.035 | 0.492 | 0.064 | 0.119 | 0.029 | 0.407 | 0.129 | 0.832
2024-12-02 07:00 | 0.113 | 0.972 | 0.175 | 0.661 | 0.265 | 0.325 | 0.265 | 0.395 | 0.278 | 0.325 | 0.136 | 0.583 | 0.248 | 0.154 | 0.183 | 0.437 | 0.299 | 0.907
2024-12-02 08:00 | 0.192 | 0.987 | 0.164 | 0.539 | 0.447 | 0.412 | 0.444 | 0.234 | 0.46 | 0.328 | 0.304 | 0.526 | 0.426 | 0.25 | 0.385 | 0.501 | 0.459 | 0.945
2024-12-02 09:00 | 0.359 | 0.983 | 0.224 | 0.277 | 0.587 | 0.264 | 0.579 | 0.106 | 0.598 | 0.256 | 0.445 | 0.423 | 0.565 | 0.157 | 0.536 | 0.578 | 0.564 | 0.97
2024-12-02 10:00 | 0.568 | 0.979 | 0.342 | 0.063 | 0.678 | 0.147 | 0.666 | 0.036 | 0.686 | 0.174 | 0.583 | 0.287 | 0.653 | 0.083 | 0.67 | 0.641 | 0.668 | 0.979
2024-12-02 11:00 | 0.645 | 0.981 | 0.436 | 0.008 | 0.72 | 0.094 | 0.706 | 0.008 | 0.725 | 0.116 | 0.66 | 0.176 | 0.689 | 0.051 | 0.74 | 0.695 | 0.712 | 0.982
2024-12-02 12:00 | 0.706 | 0.983 | 0.462 | 0.009 | 0.719 | 0.068 | 0.701 | 0.001 | 0.722 | 0.076 | 0.662 | 0.135 | 0.687 | 0.041 | 0.767 | 0.741 | 0.68 | 0.984
2024-12-02 13:00 | 0.622 | 0.982 | 0.322 | 0.032 | 0.671 | 0.055 | 0.653 | 0 | 0.675 | 0.04 | 0.624 | 0.167 | 0.65 | 0.04 | 0.757 | 0.785 | 0.605 | 0.985
2024-12-02 14:00 | 0.52 | 0.976 | 0.235 | 0.037 | 0.574 | 0.055 | 0.559 | 0 | 0.582 | 0.018 | 0.532 | 0.28 | 0.562 | 0.046 | 0.704 | 0.818 | 0.457 | 0.985
2024-12-02 15:00 | 0.357 | 0.964 | 0.19 | 0.045 | 0.424 | 0.061 | 0.42 | 0 | 0.442 | 0.01 | 0.373 | 0.245 | 0.425 | 0.064 | 0.634 | 0.836 | 0.279 | 0.988
2024-12-02 16:00 | 0.244 | 0.951 | 0.136 | 0.107 | 0.251 | 0.073 | 0.239 | 0 | 0.258 | 0.014 | 0.273 | 0.258 | 0.256 | 0.1 | 0.476 | 0.851 | 0.125 | 0.99
2024-12-02 17:00 | 0.106 | 0.925 | 0.049 | 0.313 | 0.094 | 0.05 | 0.048 | 0.001 | 0.06 | 0.016 | 0.169 | 0.351 | 0.096 | 0.055 | 0.269 | 0.875 | 0.038 | 0.988
2024-12-02 18:00 | 0.018 | 0.881 | 0.006 | 0.652 | 0.013 | 0.01 | 0.007 | 0.025 | 0.01 | 0.011 | 0.04 | 0.447 | 0.015 | 0.002 | 0.054 | 0.9 | 0.001 | 0.976
2024-12-02 19:00 | 0 | 0.837 | 0 | 0.704 | 0 | 0.005 | 0 | 0.126 | 0 | 0.056 | 0.001 | 0.542 | 0 | 0 | 0.01 | 0.891 | 0 | 0.964
2024-12-02 20:00 | 0 | 0.794 | 0 | 0.711 | 0 | 0.138 | 0 | 0.358 | 0 | 0.266 | 0 | 0.628 | 0 | 0.043 | 0 | 0.877 | 0 | 0.947
2024-12-02 21:00 | 0 | 0.653 | 0 | 0.806 | 0 | 0.292 | 0 | 0.61 | 0 | 0.445 | 0 | 0.747 | 0 | 0.203 | 0 | 0.868 | 0 | 0.907
2024-12-02 22:00 | 0 | 0.498 | 0 | 0.862 | 0 | 0.281 | 0 | 0.771 | 0 | 0.601 | 0 | 0.806 | 0 | 0.36 | 0 | 0.858 | 0 | 0.885
2024-12-02 23:00 | 0 | 0.428 | 0 | 0.916 | 0 | 0.207 | 0 | 0.897 | 0 | 0.759 | 0 | 0.837 | 0 | 0.398 | 0 | 0.835 | 0 | 0.884
2024-12-03 | 0 | 0.436 | 0 | 0.906 | 0 | 0.112 | 0 | 0.906 | 0 | 0.788 | 0 | 0.879 | 0 | 0.27 | 0 | 0.806 | 0 | 0.86
2024-12-03 01:00 | 0 | 0.481 | 0 | 0.883 | 0 | 0.095 | 0 | 0.926 | 0 | 0.735 | 0 | 0.952 | 0 | 0.233 | 0 | 0.789 | 0 | 0.86
2024-12-03 02:00 | 0 | 0.535 | 0 | 0.889 | 0 | 0.1 | 0 | 0.918 | 0 | 0.753 | 0 | 0.967 | 0 | 0.328 | 0 | 0.792 | 0 | 0.885
2024-12-03 03:00 | 0 | 0.533 | 0 | 0.875 | 0 | 0.337 | 0 | 0.884 | 0 | 0.777 | 0 | 0.966 | 0 | 0.381 | 0 | 0.8 | 0 | 0.815
2024-12-03 04:00 | 0 | 0.52 | 0 | 0.819 | 0 | 0.763 | 0 | 0.87 | 0 | 0.838 | 0 | 0.959 | 0 | 0.464 | 0 | 0.796 | 0 | 0.689
2024-12-03 05:00 | 0.003 | 0.466 | 0.005 | 0.718 | 0 | 0.882 | 0.002 | 0.848 | 0 | 0.884 | 0 | 0.93 | 0.001 | 0.729 | 0 | 0.739 | 0.003 | 0.588
2024-12-03 06:00 | 0.056 | 0.371 | 0.072 | 0.698 | 0.045 | 0.884 | 0.063 | 0.831 | 0.023 | 0.905 | 0.028 | 0.896 | 0.066 | 0.879 | 0.025 | 0.661 | 0.026 | 0.642
2024-12-03 07:00 | 0.154 | 0.272 | 0.277 | 0.627 | 0.199 | 0.795 | 0.168 | 0.817 | 0.093 | 0.894 | 0.184 | 0.924 | 0.19 | 0.806 | 0.184 | 0.77 | 0.074 | 0.75
2024-12-03 08:00 | 0.244 | 0.217 | 0.48 | 0.484 | 0.37 | 0.528 | 0.276 | 0.795 | 0.244 | 0.785 | 0.373 | 0.885 | 0.279 | 0.62 | 0.394 | 0.748 | 0.171 | 0.806
2024-12-03 09:00 | 0.436 | 0.201 | 0.635 | 0.305 | 0.392 | 0.267 | 0.387 | 0.782 | 0.369 | 0.539 | 0.534 | 0.806 | 0.324 | 0.46 | 0.573 | 0.646 | 0.263 | 0.812
2024-12-03 10:00 | 0.572 | 0.201 | 0.733 | 0.161 | 0.416 | 0.179 | 0.472 | 0.772 | 0.383 | 0.312 | 0.657 | 0.692 | 0.389 | 0.385 | 0.703 | 0.534 | 0.389 | 0.793
2024-12-03 11:00 | 0.626 | 0.213 | 0.784 | 0.076 | 0.414 | 0.141 | 0.48 | 0.741 | 0.344 | 0.201 | 0.734 | 0.566 | 0.379 | 0.352 | 0.781 | 0.556 | 0.497 | 0.738
2024-12-03 12:00 | 0.703 | 0.252 | 0.768 | 0.03 | 0.424 | 0.133 | 0.451 | 0.668 | 0.345 | 0.148 | 0.763 | 0.493 | 0.346 | 0.352 | 0.811 | 0.685 | 0.563 | 0.651
2024-12-03 13:00 | 0.727 | 0.29 | 0.589 | 0.013 | 0.326 | 0.159 | 0.34 | 0.602 | 0.321 | 0.125 | 0.744 | 0.452 | 0.296 | 0.389 | 0.795 | 0.801 | 0.56 | 0.566
2024-12-03 14:00 | 0.666 | 0.305 | 0.435 | 0.008 | 0.236 | 0.223 | 0.28 | 0.666 | 0.249 | 0.146 | 0.676 | 0.419 | 0.253 | 0.438 | 0.733 | 0.876 | 0.477 | 0.508
2024-12-03 15:00 | 0.522 | 0.313 | 0.311 | 0.009 | 0.172 | 0.302 | 0.227 | 0.778 | 0.165 | 0.235 | 0.557 | 0.389 | 0.202 | 0.468 | 0.622 | 0.92 | 0.343 | 0.466
2024-12-03 16:00 | 0.344 | 0.312 | 0.198 | 0.013 | 0.109 | 0.362 | 0.147 | 0.813 | 0.103 | 0.407 | 0.389 | 0.364 | 0.139 | 0.481 | 0.462 | 0.944 | 0.189 | 0.425
2024-12-03 17:00 | 0.152 | 0.253 | 0.097 | 0.022 | 0.056 | 0.391 | 0.058 | 0.768 | 0.058 | 0.567 | 0.184 | 0.35 | 0.065 | 0.481 | 0.261 | 0.947 | 0.075 | 0.395
2024-12-03 18:00 | 0.043 | 0.175 | 0.023 | 0.05 | 0.007 | 0.403 | 0.003 | 0.704 | 0.008 | 0.577 | 0.035 | 0.364 | 0.007 | 0.47 | 0.052 | 0.935 | 0.007 | 0.364
2024-12-03 19:00 | 0 | 0.118 | 0 | 0.093 | 0 | 0.407 | 0 | 0.755 | 0 | 0.519 | 0.001 | 0.525 | 0 | 0.447 | 0.01 | 0.923 | 0 | 0.316
2024-12-03 20:00 | 0 | 0.076 | 0 | 0.139 | 0 | 0.564 | 0 | 0.814 | 0 | 0.549 | 0 | 0.717 | 0 | 0.502 | 0 | 0.909 | 0 | 0.256
2024-12-03 21:00 | 0 | 0.053 | 0 | 0.253 | 0 | 0.597 | 0 | 0.829 | 0 | 0.559 | 0 | 0.798 | 0 | 0.565 | 0 | 0.872 | 0 | 0.197
2024-12-03 22:00 | 0 | 0.042 | 0 | 0.386 | 0 | 0.574 | 0 | 0.831 | 0 | 0.551 | 0 | 0.806 | 0 | 0.568 | 0 | 0.856 | 0 | 0.152
2024-12-03 23:00 | 0 | 0.045 | 0 | 0.495 | 0 | 0.503 | 0 | 0.821 | 0 | 0.514 | 0 | 0.788 | 0 | 0.479 | 0 | 0.85 | 0 | 0.121
2024-12-04 | 0 | 0.049 | 0 | 0.524 | 0 | 0.403 | 0 | 0.806 | 0 | 0.457 | 0 | 0.777 | 0 | 0.369 | 0 | 0.844 | 0 | 0.112
2024-12-04 01:00 | 0 | 0.057 | 0 | 0.523 | 0 | 0.316 | 0 | 0.793 | 0 | 0.384 | 0 | 0.73 | 0 | 0.312 | 0 | 0.829 | 0 | 0.117
2024-12-04 02:00 | 0 | 0.073 | 0 | 0.428 | 0 | 0.275 | 0 | 0.781 | 0 | 0.315 | 0 | 0.697 | 0 | 0.275 | 0 | 0.778 | 0 | 0.114
2024-12-04 03:00 | 0 | 0.093 | 0 | 0.364 | 0 | 0.249 | 0 | 0.746 | 0 | 0.264 | 0 | 0.667 | 0 | 0.233 | 0 | 0.741 | 0 | 0.099
2024-12-04 04:00 | 0 | 0.122 | 0 | 0.36 | 0 | 0.212 | 0 | 0.708 | 0 | 0.227 | 0 | 0.648 | 0 | 0.217 | 0 | 0.703 | 0 | 0.077
2024-12-04 05:00 | 0.01 | 0.161 | 0.003 | 0.391 | 0 | 0.199 | 0.004 | 0.673 | 0 | 0.209 | 0 | 0.625 | 0 | 0.209 | 0 | 0.672 | 0.007 | 0.055
2024-12-04 06:00 | 0.091 | 0.193 | 0.067 | 0.494 | 0.027 | 0.21 | 0.059 | 0.683 | 0.028 | 0.22 | 0.051 | 0.474 | 0.03 | 0.233 | 0.025 | 0.566 | 0.059 | 0.024
2024-12-04 07:00 | 0.291 | 0.22 | 0.167 | 0.472 | 0.078 | 0.209 | 0.142 | 0.69 | 0.086 | 0.196 | 0.169 | 0.37 | 0.087 | 0.239 | 0.181 | 0.331 | 0.127 | 0.004
2024-12-04 08:00 | 0.485 | 0.221 | 0.253 | 0.363 | 0.141 | 0.217 | 0.218 | 0.656 | 0.155 | 0.162 | 0.26 | 0.338 | 0.151 | 0.256 | 0.388 | 0.163 | 0.254 | 0
2024-12-04 09:00 | 0.633 | 0.242 | 0.3 | 0.335 | 0.213 | 0.217 | 0.268 | 0.598 | 0.237 | 0.126 | 0.345 | 0.157 | 0.205 | 0.274 | 0.56 | 0.057 | 0.34 | 0
2024-12-04 10:00 | 0.729 | 0.308 | 0.295 | 0.312 | 0.267 | 0.185 | 0.339 | 0.534 | 0.32 | 0.079 | 0.352 | 0.071 | 0.239 | 0.27 | 0.684 | 0.017 | 0.447 | 0
2024-12-04 11:00 | 0.777 | 0.433 | 0.385 | 0.29 | 0.278 | 0.144 | 0.419 | 0.474 | 0.349 | 0.042 | 0.367 | 0.029 | 0.254 | 0.247 | 0.762 | 0.016 | 0.446 | 0
2024-12-04 12:00 | 0.781 | 0.599 | 0.367 | 0.304 | 0.262 | 0.114 | 0.476 | 0.407 | 0.308 | 0.017 | 0.366 | 0.011 | 0.251 | 0.218 | 0.795 | 0.013 | 0.447 | 0
2024-12-04 13:00 | 0.742 | 0.74 | 0.318 | 0.325 | 0.246 | 0.094 | 0.538 | 0.343 | 0.259 | 0.007 | 0.314 | 0.005 | 0.26 | 0.18 | 0.783 | 0.011 | 0.436 | 0.012
2024-12-04 14:00 | 0.657 | 0.829 | 0.291 | 0.337 | 0.208 | 0.068 | 0.496 | 0.295 | 0.215 | 0.003 | 0.249 | 0.002 | 0.241 | 0.132 | 0.724 | 0.013 | 0.424 | 0.088
2024-12-04 15:00 | 0.526 | 0.882 | 0.25 | 0.333 | 0.159 | 0.041 | 0.396 | 0.261 | 0.169 | 0.001 | 0.195 | 0.001 | 0.221 | 0.088 | 0.617 | 0.024 | 0.216 | 0.184
2024-12-04 16:00 | 0.348 | 0.913 | 0.168 | 0.334 | 0.105 | 0.019 | 0.241 | 0.251 | 0.116 | 0 | 0.14 | 0.001 | 0.158 | 0.067 | 0.461 | 0.054 | 0.135 | 0.204
2024-12-04 17:00 | 0.14 | 0.935 | 0.085 | 0.323 | 0.048 | 0.01 | 0.096 | 0.263 | 0.057 | 0 | 0.081 | 0.011 | 0.085 | 0.076 | 0.261 | 0.12 | 0.061 | 0.22
2024-12-04 18:00 | 0.029 | 0.942 | 0.019 | 0.295 | 0.007 | 0.011 | 0.011 | 0.26 | 0.006 | 0 | 0.029 | 0.034 | 0.017 | 0.093 | 0.049 | 0.241 | 0.008 | 0.192
2024-12-04 19:00 | 0 | 0.917 | 0 | 0.193 | 0 | 0.018 | 0 | 0.193 | 0 | 0 | 0 | 0.041 | 0 | 0.102 | 0.009 | 0.346 | 0 | 0.179
2024-12-04 20:00 | 0 | 0.896 | 0 | 0.128 | 0 | 0.03 | 0 | 0.152 | 0 | 0 | 0 | 0.034 | 0 | 0.106 | 0 | 0.438 | 0 | 0.191
2024-12-04 21:00 | 0 | 0.856 | 0 | 0.135 | 0 | 0.042 | 0 | 0.119 | 0 | 0.002 | 0 | 0.037 | 0 | 0.101 | 0 | 0.459 | 0 | 0.225
2024-12-04 22:00 | 0 | 0.796 | 0 | 0.146 | 0 | 0.045 | 0 | 0.112 | 0 | 0.013 | 0 | 0.093 | 0 | 0.09 | 0 | 0.395 | 0 | 0.256
2024-12-04 23:00 | 0 | 0.722 | 0 | 0.145 | 0 | 0.057 | 0 | 0.12 | 0 | 0.034 | 0 | 0.248 | 0 | 0.103 | 0 | 0.29 | 0 | 0.285
2024-12-05 | 0 | 0.684 | 0 | 0.149 | 0 | 0.073 | 0 | 0.121 | 0 | 0.053 | 0 | 0.506 | 0 | 0.111 | 0 | 0.181 | 0 | 0.33
2024-12-05 01:00 | 0 | 0.661 | 0 | 0.144 | 0 | 0.101 | 0 | 0.116 | 0 | 0.056 | 0 | 0.559 | 0 | 0.126 | 0 | 0.11 | 0 | 0.368
2024-12-05 02:00 | 0 | 0.571 | 0 | 0.139 | 0 | 0.114 | 0 | 0.113 | 0 | 0.05 | 0 | 0.484 | 0 | 0.125 | 0 | 0.094 | 0 | 0.395
2024-12-05 03:00 | 0 | 0.513 | 0 | 0.111 | 0 | 0.109 | 0 | 0.101 | 0 | 0.04 | 0 | 0.389 | 0 | 0.108 | 0 | 0.104 | 0 | 0.395
2024-12-05 04:00 | 0 | 0.576 | 0 | 0.07 | 0 | 0.105 | 0 | 0.092 | 0 | 0.028 | 0 | 0.288 | 0 | 0.096 | 0 | 0.101 | 0 | 0.388
2024-12-05 05:00 | 0.009 | 0.656 | 0 | 0.046 | 0.007 | 0.078 | 0.007 | 0.082 | 0.009 | 0.013 | 0 | 0.236 | 0.004 | 0.079 | 0 | 0.061 | 0.023 | 0.32
2024-12-05 06:00 | 0.086 | 0.523 | 0.043 | 0.061 | 0.094 | 0.062 | 0.089 | 0.077 | 0.102 | 0.007 | 0.04 | 0.223 | 0.08 | 0.082 | 0.028 | 0.024 | 0.123 | 0.253
2024-12-05 07:00 | 0.274 | 0.432 | 0.107 | 0.06 | 0.231 | 0.045 | 0.262 | 0.064 | 0.26 | 0.013 | 0.161 | 0.361 | 0.171 | 0.066 | 0.181 | 0.015 | 0.278 | 0.202
2024-12-05 08:00 | 0.452 | 0.274 | 0.186 | 0.067 | 0.359 | 0.054 | 0.416 | 0.09 | 0.428 | 0.042 | 0.303 | 0.226 | 0.213 | 0.064 | 0.384 | 0.023 | 0.407 | 0.179
2024-12-05 09:00 | 0.589 | 0.11 | 0.223 | 0.075 | 0.356 | 0.068 | 0.552 | 0.127 | 0.551 | 0.089 | 0.457 | 0.074 | 0.259 | 0.069 | 0.557 | 0.044 | 0.396 | 0.158
2024-12-05 10:00 | 0.681 | 0.046 | 0.26 | 0.071 | 0.306 | 0.091 | 0.645 | 0.141 | 0.612 | 0.146 | 0.581 | 0.007 | 0.331 | 0.064 | 0.686 | 0.092 | 0.49 | 0.114
2024-12-05 11:00 | 0.728 | 0.02 | 0.328 | 0.053 | 0.322 | 0.101 | 0.707 | 0.123 | 0.58 | 0.206 | 0.67 | 0 | 0.397 | 0.035 | 0.766 | 0.125 | 0.498 | 0.069
2024-12-05 12:00 | 0.734 | 0.022 | 0.401 | 0.04 | 0.356 | 0.068 | 0.702 | 0.097 | 0.491 | 0.261 | 0.718 | 0 | 0.42 | 0.014 | 0.801 | 0.119 | 0.491 | 0.104
2024-12-05 13:00 | 0.699 | 0.068 | 0.443 | 0.035 | 0.364 | 0.036 | 0.64 | 0.08 | 0.38 | 0.278 | 0.703 | 0 | 0.34 | 0.008 | 0.789 | 0.118 | 0.439 | 0.132
2024-12-05 14:00 | 0.62 | 0.187 | 0.429 | 0.031 | 0.307 | 0.031 | 0.533 | 0.067 | 0.296 | 0.227 | 0.645 | 0 | 0.235 | 0.008 | 0.707 | 0.138 | 0.404 | 0.142
2024-12-05 15:00 | 0.495 | 0.398 | 0.33 | 0.025 | 0.16 | 0.046 | 0.399 | 0.042 | 0.223 | 0.155 | 0.535 | 0 | 0.161 | 0.009 | 0.516 | 0.163 | 0.33 | 0.148
2024-12-05 16:00 | 0.327 | 0.571 | 0.215 | 0.02 | 0.074 | 0.052 | 0.216 | 0.013 | 0.119 | 0.11 | 0.378 | 0 | 0.089 | 0.005 | 0.313 | 0.191 | 0.205 | 0.16
2024-12-05 17:00 | 0.137 | 0.592 | 0.115 | 0.016 | 0.033 | 0.029 | 0.083 | 0.001 | 0.037 | 0.092 | 0.186 | 0.001 | 0.038 | 0.004 | 0.174 | 0.235 | 0.09 | 0.163
2024-12-05 18:00 | 0.034 | 0.607 | 0.029 | 0.008 | 0.004 | 0.018 | 0.009 | 0.001 | 0.002 | 0.061 | 0.039 | 0.011 | 0.006 | 0.004 | 0.084 | 0.286 | 0.015 | 0.135
2024-12-05 19:00 | 0 | 0.644 | 0 | 0.025 | 0 | 0.023 | 0 | 0.026 | 0 | 0.048 | 0.001 | 0.129 | 0 | 0.011 | 0.013 | 0.316 | 0 | 0.08
2024-12-05 20:00 | 0 | 0.61 | 0 | 0.099 | 0 | 0.027 | 0 | 0.069 | 0 | 0.049 | 0 | 0.355 | 0 | 0.035 | 0 | 0.389 | 0 | 0.039
2024-12-05 21:00 | 0 | 0.569 | 0 | 0.201 | 0 | 0.031 | 0 | 0.084 | 0 | 0.05 | 0 | 0.501 | 0 | 0.071 | 0 | 0.457 | 0 | 0.025
2024-12-05 22:00 | 0 | 0.55 | 0 | 0.291 | 0 | 0.031 | 0 | 0.067 | 0 | 0.049 | 0 | 0.525 | 0 | 0.1 | 0 | 0.5 | 0 | 0.04
2024-12-05 23:00 | 0 | 0.491 | 0 | 0.325 | 0 | 0.028 | 0 | 0.035 | 0 | 0.045 | 0 | 0.472 | 0 | 0.104 | 0 | 0.498 | 0 | 0.052
2024-12-06 | 0 | 0.463 | 0 | 0.272 | 0 | 0.03 | 0 | 0.011 | 0 | 0.044 | 0 | 0.37 | 0 | 0.094 | 0 | 0.486 | 0 | 0.068
2024-12-06 01:00 | 0 | 0.435 | 0 | 0.161 | 0 | 0.03 | 0 | 0.001 | 0 | 0.047 | 0 | 0.251 | 0 | 0.082 | 0 | 0.463 | 0 | 0.101
2024-12-06 02:00 | 0 | 0.391 | 0 | 0.054 | 0 | 0.026 | 0 | 0 | 0 | 0.036 | 0 | 0.163 | 0 | 0.072 | 0 | 0.482 | 0 | 0.125
2024-12-06 03:00 | 0 | 0.372 | 0 | 0.002 | 0 | 0.026 | 0 | 0 | 0 | 0.017 | 0 | 0.126 | 0 | 0.055 | 0 | 0.471 | 0 | 0.14
2024-12-06 04:00 | 0 | 0.319 | 0 | 0 | 0 | 0.014 | 0 | 0.001 | 0 | 0.004 | 0 | 0.117 | 0 | 0.022 | 0 | 0.444 | 0 | 0.16
2024-12-06 05:00 | 0.009 | 0.252 | 0.005 | 0 | 0.001 | 0 | 0.003 | 0.003 | 0.007 | 0.001 | 0 | 0.099 | 0 | 0.011 | 0 | 0.395 | 0.021 | 0.3
2024-12-06 06:00 | 0.091 | 0.252 | 0.069 | 0 | 0.029 | 0 | 0.073 | 0.011 | 0.072 | 0.001 | 0.039 | 0.062 | 0.014 | 0.017 | 0.028 | 0.291 | 0.123 | 0.464
2024-12-06 07:00 | 0.244 | 0.189 | 0.257 | 0.003 | 0.08 | 0 | 0.175 | 0.022 | 0.128 | 0.004 | 0.176 | 0.025 | 0.045 | 0.021 | 0.178 | 0.29 | 0.312 | 0.697
2024-12-06 08:00 | 0.422 | 0.141 | 0.446 | 0.017 | 0.149 | 0 | 0.28 | 0.006 | 0.185 | 0.004 | 0.344 | 0 | 0.092 | 0.021 | 0.382 | 0.274 | 0.488 | 0.756
2024-12-06 09:00 | 0.567 | 0.141 | 0.595 | 0.034 | 0.228 | 0 | 0.356 | 0 | 0.241 | 0.001 | 0.49 | 0 | 0.152 | 0.02 | 0.557 | 0.278 | 0.621 | 0.711
2024-12-06 10:00 | 0.683 | 0.185 | 0.694 | 0.047 | 0.271 | 0.001 | 0.405 | 0 | 0.324 | 0 | 0.596 | 0.002 | 0.213 | 0.028 | 0.685 | 0.345 | 0.712 | 0.635
2024-12-06 11:00 | 0.749 | 0.273 | 0.737 | 0.039 | 0.309 | 0.003 | 0.388 | 0 | 0.36 | 0 | 0.664 | 0.01 | 0.25 | 0.041 | 0.764 | 0.432 | 0.757 | 0.56
2024-12-06 12:00 | 0.757 | 0.395 | 0.737 | 0.024 | 0.297 | 0.004 | 0.289 | 0 | 0.31 | 0 | 0.672 | 0.009 | 0.268 | 0.047 | 0.796 | 0.516 | 0.753 | 0.497
2024-12-06 13:00 | 0.711 | 0.505 | 0.701 | 0.011 | 0.251 | 0.003 | 0.203 | 0 | 0.24 | 0 | 0.606 | 0.005 | 0.295 | 0.062 | 0.783 | 0.59 | 0.703 | 0.451
2024-12-06 14:00 | 0.615 | 0.541 | 0.601 | 0.005 | 0.215 | 0.005 | 0.153 | 0.003 | 0.179 | 0 | 0.531 | 0.002 | 0.316 | 0.075 | 0.722 | 0.672 | 0.605 | 0.433
2024-12-06 15:00 | 0.494 | 0.511 | 0.468 | 0.002 | 0.209 | 0.012 | 0.157 | 0.008 | 0.128 | 0 | 0.434 | 0.001 | 0.272 | 0.077 | 0.614 | 0.759 | 0.457 | 0.445
2024-12-06 16:00 | 0.324 | 0.415 | 0.303 | 0.003 | 0.168 | 0.026 | 0.174 | 0.011 | 0.086 | 0.002 | 0.327 | 0.001 | 0.187 | 0.087 | 0.457 | 0.829 | 0.266 | 0.457
2024-12-06 17:00 | 0.147 | 0.265 | 0.125 | 0.013 | 0.098 | 0.055 | 0.092 | 0.018 | 0.043 | 0.006 | 0.176 | 0.001 | 0.097 | 0.142 | 0.26 | 0.881 | 0.081 | 0.495
2024-12-06 18:00 | 0.041 | 0.137 | 0.03 | 0.086 | 0.018 | 0.1 | 0.01 | 0.059 | 0.007 | 0.02 | 0.052 | 0 | 0.015 | 0.196 | 0.059 | 0.905 | 0.014 | 0.558
2024-12-06 19:00 | 0 | 0.074 | 0 | 0.362 | 0 | 0.161 | 0 | 0.127 | 0 | 0.102 | 0.001 | 0.001 | 0 | 0.188 | 0.011 | 0.883 | 0 | 0.574
2024-12-06 20:00 | 0 | 0.053 | 0 | 0.526 | 0 | 0.102 | 0 | 0.106 | 0 | 0.234 | 0 | 0.038 | 0 | 0.14 | 0 | 0.812 | 0 | 0.556
2024-12-06 21:00 | 0 | 0.042 | 0 | 0.532 | 0 | 0.084 | 0 | 0.05 | 0 | 0.218 | 0 | 0.074 | 0 | 0.175 | 0 | 0.794 | 0 | 0.516
2024-12-06 22:00 | 0 | 0.034 | 0 | 0.484 | 0 | 0.114 | 0 | 0.032 | 0 | 0.201 | 0 | 0.027 | 0 | 0.196 | 0 | 0.801 | 0 | 0.477
2024-12-06 23:00 | 0 | 0.029 | 0 | 0.367 | 0 | 0.131 | 0 | 0.043 | 0 | 0.187 | 0 | 0.001 | 0 | 0.188 | 0 | 0.778 | 0 | 0.385
2024-12-07 | 0 | 0.024 | 0 | 0.246 | 0 | 0.141 | 0 | 0.047 | 0 | 0.153 | 0 | 0.013 | 0 | 0.17 | 0 | 0.745 | 0 | 0.277
2024-12-07 01:00 | 0 | 0.021 | 0 | 0.188 | 0 | 0.133 | 0 | 0.061 | 0 | 0.144 | 0 | 0.094 | 0 | 0.153 | 0 | 0.711 | 0 | 0.214
2024-12-07 02:00 | 0 | 0.023 | 0 | 0.18 | 0 | 0.122 | 0 | 0.089 | 0 | 0.155 | 0 | 0.251 | 0 | 0.147 | 0 | 0.676 | 0 | 0.185
2024-12-07 03:00 | 0 | 0.022 | 0 | 0.19 | 0 | 0.12 | 0 | 0.113 | 0 | 0.159 | 0 | 0.403 | 0 | 0.144 | 0 | 0.663 | 0 | 0.16
2024-12-07 04:00 | 0 | 0.019 | 0 | 0.192 | 0 | 0.124 | 0 | 0.118 | 0 | 0.171 | 0 | 0.464 | 0 | 0.142 | 0 | 0.672 | 0 | 0.12
2024-12-07 05:00 | 0.013 | 0.018 | 0.006 | 0.158 | 0.002 | 0.12 | 0.002 | 0.11 | 0.007 | 0.158 | 0 | 0.449 | 0 | 0.13 | 0 | 0.68 | 0.022 | 0.083
2024-12-07 06:00 | 0.099 | 0.02 | 0.078 | 0.108 | 0.05 | 0.08 | 0.041 | 0.115 | 0.081 | 0.091 | 0.028 | 0.332 | 0.039 | 0.084 | 0.032 | 0.684 | 0.122 | 0.064
2024-12-07 07:00 | 0.265 | 0.031 | 0.256 | 0.067 | 0.127 | 0.063 | 0.091 | 0.325 | 0.167 | 0.084 | 0.181 | 0.196 | 0.125 | 0.066 | 0.175 | 0.816 | 0.266 | 0.055
2024-12-07 08:00 | 0.417 | 0.054 | 0.443 | 0.026 | 0.188 | 0.051 | 0.146 | 0.468 | 0.241 | 0.071 | 0.375 | 0.155 | 0.228 | 0.06 | 0.372 | 0.816 | 0.413 | 0.055
2024-12-07 09:00 | 0.551 | 0.087 | 0.582 | 0.007 | 0.26 | 0.035 | 0.214 | 0.504 | 0.308 | 0.047 | 0.532 | 0.167 | 0.351 | 0.037 | 0.545 | 0.765 | 0.516 | 0.072
2024-12-07 10:00 | 0.621 | 0.126 | 0.653 | 0.002 | 0.337 | 0.017 | 0.296 | 0.444 | 0.34 | 0.023 | 0.644 | 0.146 | 0.445 | 0.011 | 0.674 | 0.728 | 0.591 | 0.122
2024-12-07 11:00 | 0.662 | 0.175 | 0.664 | 0.001 | 0.415 | 0.009 | 0.372 | 0.358 | 0.347 | 0.009 | 0.71 | 0.132 | 0.45 | 0.002 | 0.753 | 0.744 | 0.617 | 0.22
2024-12-07 12:00 | 0.61 | 0.254 | 0.633 | 0 | 0.459 | 0.012 | 0.354 | 0.278 | 0.343 | 0.006 | 0.732 | 0.132 | 0.383 | 0.001 | 0.786 | 0.785 | 0.615 | 0.344
2024-12-07 13:00 | 0.574 | 0.358 | 0.598 | 0 | 0.398 | 0.021 | 0.291 | 0.218 | 0.301 | 0.011 | 0.71 | 0.15 | 0.339 | 0.002 | 0.775 | 0.836 | 0.558 | 0.431
2024-12-07 14:00 | 0.505 | 0.447 | 0.499 | 0 | 0.31 | 0.036 | 0.235 | 0.175 | 0.218 | 0.02 | 0.644 | 0.182 | 0.303 | 0.006 | 0.715 | 0.891 | 0.478 | 0.44
2024-12-07 15:00 | 0.393 | 0.523 | 0.36 | 0 | 0.219 | 0.048 | 0.178 | 0.159 | 0.15 | 0.02 | 0.533 | 0.223 | 0.25 | 0.01 | 0.608 | 0.935 | 0.369 | 0.403
2024-12-07 16:00 | 0.265 | 0.566 | 0.229 | 0 | 0.127 | 0.054 | 0.121 | 0.179 | 0.078 | 0.011 | 0.376 | 0.272 | 0.141 | 0.013 | 0.454 | 0.963 | 0.232 | 0.388
2024-12-07 17:00 | 0.143 | 0.582 | 0.118 | 0.002 | 0.055 | 0.035 | 0.056 | 0.18 | 0.028 | 0.017 | 0.181 | 0.337 | 0.048 | 0.009 | 0.26 | 0.971 | 0.097 | 0.407
2024-12-07 18:00 | 0.04 | 0.563 | 0.031 | 0.022 | 0.004 | 0.018 | 0.005 | 0.167 | 0.002 | 0.033 | 0.03 | 0.41 | 0.004 | 0.011 | 0.065 | 0.965 | 0.012 | 0.374
2024-12-07 19:00 | 0 | 0.484 | 0 | 0.122 | 0 | 0.023 | 0 | 0.187 | 0 | 0.041 | 0.001 | 0.566 | 0 | 0.028 | 0.012 | 0.946 | 0 | 0.3
2024-12-07 20:00 | 0 | 0.398 | 0 | 0.261 | 0 | 0.041 | 0 | 0.194 | 0 | 0.038 | 0 | 0.748 | 0 | 0.039 | 0 | 0.901 | 0 | 0.261
2024-12-07 21:00 | 0 | 0.358 | 0 | 0.343 | 0 | 0.073 | 0 | 0.226 | 0 | 0.076 | 0 | 0.862 | 0 | 0.052 | 0 | 0.855 | 0 | 0.219
2024-12-07 22:00 | 0 | 0.32 | 0 | 0.377 | 0 | 0.089 | 0 | 0.347 | 0 | 0.136 | 0 | 0.896 | 0 | 0.068 | 0 | 0.828 | 0 | 0.174
2024-12-07 23:00 | 0 | 0.309 | 0 | 0.402 | 0 | 0.089 | 0 | 0.427 | 0 | 0.159 | 0 | 0.94 | 0 | 0.082 | 0 | 0.782 | 0 | 0.163
2024-12-08 | 0 | 0.295 | 0 | 0.379 | 0 | 0.084 | 0 | 0.401 | 0 | 0.168 | 0 | 0.959 | 0 | 0.085 | 0 | 0.722 | 0 | 0.169
2024-12-08 01:00 | 0 | 0.272 | 0 | 0.323 | 0 | 0.098 | 0 | 0.449 | 0 | 0.166 | 0 | 0.962 | 0 | 0.083 | 0 | 0.639 | 0 | 0.16
2024-12-08 02:00 | 0 | 0.243 | 0 | 0.304 | 0 | 0.119 | 0 | 0.646 | 0 | 0.161 | 0 | 0.952 | 0 | 0.079 | 0 | 0.559 | 0 | 0.143
2024-12-08 03:00 | 0 | 0.243 | 0 | 0.319 | 0 | 0.184 | 0 | 0.664 | 0 | 0.192 | 0 | 0.906 | 0 | 0.084 | 0 | 0.484 | 0 | 0.122
2024-12-08 04:00 | 0 | 0.264 | 0 | 0.341 | 0 | 0.249 | 0 | 0.63 | 0 | 0.249 | 0 | 0.811 | 0 | 0.084 | 0 | 0.464 | 0 | 0.122
2024-12-08 05:00 | 0.009 | 0.256 | 0.006 | 0.305 | 0.001 | 0.291 | 0.001 | 0.556 | 0.002 | 0.346 | 0 | 0.765 | 0.001 | 0.083 | 0 | 0.484 | 0.018 | 0.112
2024-12-08 06:00 | 0.075 | 0.249 | 0.084 | 0.313 | 0.028 | 0.349 | 0.043 | 0.472 | 0.051 | 0.434 | 0.038 | 0.696 | 0.042 | 0.047 | 0.031 | 0.462 | 0.108 | 0.099
2024-12-08 07:00 | 0.198 | 0.27 | 0.239 | 0.268 | 0.069 | 0.422 | 0.117 | 0.405 | 0.142 | 0.442 | 0.181 | 0.852 | 0.119 | 0.06 | 0.176 | 0.486 | 0.224 | 0.093
2024-12-08 08:00 | 0.263 | 0.288 | 0.426 | 0.093 | 0.116 | 0.343 | 0.167 | 0.306 | 0.214 | 0.348 | 0.367 | 0.709 | 0.206 | 0.079 | 0.374 | 0.379 | 0.333 | 0.093
2024-12-08 09:00 | 0.408 | 0.311 | 0.545 | 0.01 | 0.166 | 0.208 | 0.187 | 0.228 | 0.242 | 0.201 | 0.522 | 0.367 | 0.326 | 0.074 | 0.547 | 0.278 | 0.421 | 0.113
2024-12-08 10:00 | 0.532 | 0.343 | 0.592 | 0 | 0.216 | 0.099 | 0.188 | 0.178 | 0.268 | 0.093 | 0.625 | 0.119 | 0.409 | 0.05 | 0.673 | 0.207 | 0.498 | 0.153
2024-12-08 11:00 | 0.571 | 0.422 | 0.58 | 0 | 0.262 | 0.045 | 0.193 | 0.142 | 0.268 | 0.06 | 0.674 | 0.022 | 0.471 | 0.038 | 0.752 | 0.177 | 0.504 | 0.21
2024-12-08 12:00 | 0.603 | 0.518 | 0.538 | 0 | 0.3 | 0.029 | 0.211 | 0.121 | 0.253 | 0.051 | 0.66 | 0.001 | 0.475 | 0.035 | 0.784 | 0.189 | 0.5 | 0.265
2024-12-08 13:00 | 0.578 | 0.586 | 0.457 | 0 | 0.317 | 0.027 | 0.228 | 0.112 | 0.229 | 0.045 | 0.604 | 0 | 0.431 | 0.039 | 0.771 | 0.231 | 0.503 | 0.291
2024-12-08 14:00 | 0.521 | 0.638 | 0.411 | 0 | 0.266 | 0.042 | 0.221 | 0.1 | 0.19 | 0.043 | 0.464 | 0 | 0.305 | 0.049 | 0.711 | 0.301 | 0.446 | 0.285
2024-12-08 15:00 | 0.427 | 0.688 | 0.332 | 0 | 0.185 | 0.084 | 0.157 | 0.092 | 0.134 | 0.049 | 0.338 | 0.091 | 0.168 | 0.072 | 0.604 | 0.414 | 0.321 | 0.266
2024-12-08 16:00 | 0.287 | 0.741 | 0.197 | 0 | 0.083 | 0.141 | 0.092 | 0.111 | 0.073 | 0.083 | 0.228 | 0.273 | 0.101 | 0.086 | 0.45 | 0.575 | 0.198 | 0.24
2024-12-08 17:00 | 0.15 | 0.767 | 0.101 | 0 | 0.042 | 0.146 | 0.04 | 0.145 | 0.028 | 0.145 | 0.133 | 0.51 | 0.047 | 0.083 | 0.257 | 0.718 | 0.084 | 0.207
2024-12-08 18:00 | 0.042 | 0.773 | 0.027 | 0.008 | 0.005 | 0.146 | 0.002 | 0.2 | 0.002 | 0.151 | 0.054 | 0.697 | 0.005 | 0.077 | 0.064 | 0.806 | 0.009 | 0.161
2024-12-08 19:00 | 0 | 0.74 | 0 | 0.068 | 0 | 0.258 | 0 | 0.278 | 0 | 0.107 | 0.001 | 0.776 | 0 | 0.101 | 0.012 | 0.816 | 0 | 0.125
2024-12-08 20:00 | 0 | 0.717 | 0 | 0.169 | 0 | 0.376 | 0 | 0.335 | 0 | 0.119 | 0 | 0.751 | 0 | 0.163 | 0 | 0.798 | 0 | 0.103
2024-12-08 21:00 | 0 | 0.724 | 0 | 0.275 | 0 | 0.432 | 0 | 0.341 | 0 | 0.141 | 0 | 0.69 | 0 | 0.225 | 0 | 0.789 | 0 | 0.084
2024-12-08 22:00 | 0 | 0.712 | 0 | 0.325 | 0 | 0.451 | 0 | 0.311 | 0 | 0.14 | 0 | 0.583 | 0 | 0.267 | 0 | 0.77 | 0 | 0.07
2024-12-08 23:00 | 0 | 0.684 | 0 | 0.289 | 0 | 0.444 | 0 | 0.284 | 0 | 0.155 | 0 | 0.478 | 0 | 0.298 | 0 | 0.713 | 0 | 0.071
2024-12-09 | 0 | 0.657 | 0 | 0.2 | 0 | 0.351 | 0 | 0.251 | 0 | 0.192 | 0 | 0.364 | 0 | 0.292 | 0 | 0.666 | 0 | 0.083
2024-12-09 01:00 | 0 | 0.654 | 0 | 0.187 | 0 | 0.275 | 0 | 0.252 | 0 | 0.216 | 0 | 0.233 | 0 | 0.259 | 0 | 0.598 | 0 | 0.094
2024-12-09 02:00 | 0 | 0.661 | 0 | 0.192 | 0 | 0.275 | 0 | 0.279 | 0 | 0.278 | 0 | 0.172 | 0 | 0.231 | 0 | 0.517 | 0 | 0.109
2024-12-09 03:00 | 0 | 0.685 | 0 | 0.194 | 0 | 0.243 | 0 | 0.265 | 0 | 0.285 | 0 | 0.144 | 0 | 0.201 | 0 | 0.413 | 0 | 0.112
2024-12-09 04:00 | 0 | 0.703 | 0 | 0.212 | 0 | 0.237 | 0 | 0.253 | 0 | 0.271 | 0 | 0.141 | 0 | 0.204 | 0 | 0.305 | 0 | 0.111
2024-12-09 05:00 | 0.013 | 0.716 | 0.001 | 0.267 | 0 | 0.24 | 0.002 | 0.274 | 0.003 | 0.278 | 0 | 0.144 | 0 | 0.201 | 0 | 0.238 | 0.005 | 0.112
2024-12-09 06:00 | 0.067 | 0.758 | 0.042 | 0.346 | 0.03 | 0.219 | 0.042 | 0.286 | 0.045 | 0.294 | 0.031 | 0.1 | 0.017 | 0.189 | 0.039 | 0.212 | 0.038 | 0.101
2024-12-09 07:00 | 0.152 | 0.832 | 0.103 | 0.377 | 0.087 | 0.209 | 0.106 | 0.369 | 0.102 | 0.255 | 0.177 | 0.043 | 0.078 | 0.204 | 0.166 | 0.163 | 0.084 | 0.097
2024-12-09 08:00 | 0.287 | 0.839 | 0.165 | 0.361 | 0.186 | 0.164 | 0.183 | 0.4 | 0.159 | 0.22 | 0.369 | 0 | 0.138 | 0.148 | 0.31 | 0.092 | 0.127 | 0.107
2024-12-09 09:00 | 0.407 | 0.823 | 0.228 | 0.321 | 0.274 | 0.095 | 0.27 | 0.323 | 0.237 | 0.184 | 0.531 | 0 | 0.213 | 0.082 | 0.431 | 0.056 | 0.173 | 0.127
2024-12-09 10:00 | 0.496 | 0.806 | 0.323 | 0.263 | 0.341 | 0.053 | 0.305 | 0.222 | 0.35 | 0.159 | 0.647 | 0.01 | 0.281 | 0.044 | 0.536 | 0.032 | 0.201 | 0.139
2024-12-09 11:00 | 0.552 | 0.826 | 0.367 | 0.236 | 0.376 | 0.044 | 0.307 | 0.137 | 0.404 | 0.16 | 0.715 | 0.047 | 0.339 | 0.025 | 0.647 | 0.014 | 0.206 | 0.143
2024-12-09 12:00 | 0.561 | 0.879 | 0.393 | 0.223 | 0.391 | 0.038 | 0.298 | 0.066 | 0.405 | 0.147 | 0.737 | 0.102 | 0.4 | 0.011 | 0.726 | 0.01 | 0.207 | 0.142
2024-12-09 13:00 | 0.497 | 0.92 | 0.342 | 0.157 | 0.402 | 0.029 | 0.289 | 0.019 | 0.362 | 0.141 | 0.715 | 0.168 | 0.41 | 0.005 | 0.751 | 0.006 | 0.213 | 0.154
2024-12-09 14:00 | 0.415 | 0.942 | 0.276 | 0.105 | 0.363 | 0.018 | 0.257 | 0.008 | 0.291 | 0.143 | 0.649 | 0.234 | 0.359 | 0.005 | 0.706 | 0.046 | 0.214 | 0.17
2024-12-09 15:00 | 0.346 | 0.953 | 0.181 | 0.082 | 0.281 | 0.01 | 0.191 | 0.02 | 0.214 | 0.118 | 0.537 | 0.289 | 0.276 | 0.006 | 0.604 | 0.101 | 0.147 | 0.175
2024-12-09 16:00 | 0.269 | 0.961 | 0.125 | 0.032 | 0.185 | 0.004 | 0.114 | 0.059 | 0.138 | 0.065 | 0.377 | 0.312 | 0.194 | 0.009 | 0.45 | 0.193 | 0.072 | 0.184
2024-12-09 17:00 | 0.149 | 0.964 | 0.068 | 0.012 | 0.086 | 0.001 | 0.04 | 0.095 | 0.063 | 0.012 | 0.183 | 0.295 | 0.107 | 0.022 | 0.259 | 0.328 | 0.03 | 0.192
2024-12-09 18:00 | 0.042 | 0.956 | 0.017 | 0.003 | 0.011 | 0.006 | 0.002 | 0.068 | 0.009 | 0 | 0.037 | 0.251 | 0.02 | 0.07 | 0.071 | 0.509 | 0.003 | 0.175
2024-12-09 19:00 | 0 | 0.918 | 0 | 0.01 | 0 | 0.045 | 0 | 0.048 | 0 | 0 | 0.001 | 0.192 | 0 | 0.157 | 0.014 | 0.661 | 0 | 0.174
2024-12-09 20:00 | 0 | 0.889 | 0 | 0.054 | 0 | 0.164 | 0 | 0.066 | 0 | 0.002 | 0 | 0.156 | 0 | 0.274 | 0 | 0.682 | 0 | 0.17
2024-12-09 21:00 | 0 | 0.856 | 0 | 0.107 | 0 | 0.251 | 0 | 0.088 | 0 | 0.015 | 0 | 0.178 | 0 | 0.343 | 0 | 0.678 | 0 | 0.164
2024-12-09 22:00 | 0 | 0.824 | 0 | 0.128 | 0 | 0.223 | 0 | 0.083 | 0 | 0.038 | 0 | 0.242 | 0 | 0.316 | 0 | 0.637 | 0 | 0.157
2024-12-09 23:00 | 0 | 0.773 | 0 | 0.155 | 0 | 0.19 | 0 | 0.069 | 0 | 0.028 | 0 | 0.309 | 0 | 0.247 | 0 | 0.512 | 0 | 0.155
2024-12-10 | 0 | 0.688 | 0 | 0.174 | 0 | 0.193 | 0 | 0.059 | 0 | 0.013 | 0 | 0.347 | 0 | 0.21 | 0 | 0.354 | 0 | 0.213
2024-12-10 01:00 | 0 | 0.556 | 0 | 0.161 | 0 | 0.238 | 0 | 0.04 | 0 | 0.008 | 0 | 0.358 | 0 | 0.178 | 0 | 0.259 | 0 | 0.238
2024-12-10 02:00 | 0 | 0.501 | 0 | 0.146 | 0 | 0.179 | 0 | 0.005 | 0 | 0.019 | 0 | 0.351 | 0 | 0.122 | 0 | 0.192 | 0 | 0.206
2024-12-10 03:00 | 0 | 0.438 | 0 | 0.141 | 0 | 0.113 | 0 | 0 | 0 | 0.024 | 0 | 0.341 | 0 | 0.066 | 0 | 0.144 | 0 | 0.168
2024-12-10 04:00 | 0 | 0.381 | 0 | 0.127 | 0 | 0.053 | 0 | 0.001 | 0 | 0.022 | 0 | 0.331 | 0 | 0.039 | 0 | 0.094 | 0 | 0.119
2024-12-10 05:00 | 0.012 | 0.355 | 0.006 | 0.08 | 0.005 | 0.028 | 0.004 | 0.031 | 0.004 | 0.023 | 0 | 0.309 | 0.004 | 0.024 | 0 | 0.079 | 0.002 | 0.101
2024-12-10 06:00 | 0.097 | 0.334 | 0.079 | 0.034 | 0.071 | 0.003 | 0.082 | 0.049 | 0.058 | 0.015 | 0.027 | 0.18 | 0.074 | 0.004 | 0.043 | 0.068 | 0.032 | 0.094
2024-12-10 07:00 | 0.242 | 0.405 | 0.236 | 0.003 | 0.191 | 0 | 0.224 | 0.053 | 0.169 | 0.002 | 0.179 | 0.096 | 0.217 | 0 | 0.165 | 0.044 | 0.087 | 0.111
2024-12-10 08:00 | 0.4 | 0.415 | 0.438 | 0.001 | 0.338 | 0.013 | 0.349 | 0.025 | 0.406 | 0.009 | 0.374 | 0.029 | 0.416 | 0.001 | 0.302 | 0.017 | 0.192 | 0.179
2024-12-10 09:00 | 0.537 | 0.42 | 0.558 | 0.007 | 0.541 | 0.078 | 0.408 | 0.013 | 0.585 | 0.124 | 0.537 | 0.003 | 0.573 | 0.017 | 0.462 | 0.005 | 0.255 | 0.296
2024-12-10 10:00 | 0.629 | 0.48 | 0.644 | 0.024 | 0.672 | 0.145 | 0.51 | 0.009 | 0.695 | 0.201 | 0.652 | 0 | 0.678 | 0.054 | 0.575 | 0.002 | 0.319 | 0.432
2024-12-10 11:00 | 0.692 | 0.613 | 0.704 | 0.044 | 0.747 | 0.193 | 0.6 | 0.008 | 0.744 | 0.218 | 0.719 | 0 | 0.731 | 0.092 | 0.694 | 0 | 0.37 | 0.574
2024-12-10 12:00 | 0.701 | 0.72 | 0.728 | 0.075 | 0.75 | 0.233 | 0.613 | 0.013 | 0.745 | 0.224 | 0.74 | 0 | 0.729 | 0.126 | 0.718 | 0 | 0.398 | 0.682
2024-12-10 13:00 | 0.667 | 0.791 | 0.681 | 0.115 | 0.695 | 0.281 | 0.588 | 0.019 | 0.694 | 0.238 | 0.718 | 0.005 | 0.672 | 0.162 | 0.68 | 0.023 | 0.394 | 0.757
2024-12-10 14:00 | 0.602 | 0.819 | 0.593 | 0.139 | 0.552 | 0.325 | 0.534 | 0.027 | 0.595 | 0.264 | 0.651 | 0.028 | 0.557 | 0.201 | 0.631 | 0.086 | 0.328 | 0.807
2024-12-10 15:00 | 0.465 | 0.83 | 0.469 | 0.179 | 0.409 | 0.341 | 0.412 | 0.042 | 0.433 | 0.307 | 0.539 | 0.061 | 0.406 | 0.204 | 0.583 | 0.158 | 0.236 | 0.833
2024-12-10 16:00 | 0.318 | 0.844 | 0.319 | 0.211 | 0.27 | 0.32 | 0.25 | 0.056 | 0.254 | 0.333 | 0.38 | 0.101 | 0.277 | 0.185 | 0.447 | 0.264 | 0.152 | 0.833
2024-12-10 17:00 | 0.15 | 0.865 | 0.13 | 0.223 | 0.102 | 0.259 | 0.08 | 0.046 | 0.093 | 0.284 | 0.184 | 0.155 | 0.109 | 0.144 | 0.262 | 0.363 | 0.065 | 0.793
2024-12-10 18:00 | 0.043 | 0.873 | 0.029 | 0.185 | 0.02 | 0.191 | 0.011 | 0.025 | 0.015 | 0.256 | 0.029 | 0.193 | 0.022 | 0.102 | 0.071 | 0.461 | 0.006 | 0.674
2024-12-10 19:00 | 0 | 0.838 | 0 | 0.124 | 0 | 0.157 | 0 | 0.008 | 0 | 0.257 | 0.001 | 0.285 | 0 | 0.105 | 0.014 | 0.525 | 0 | 0.561
2024-12-10 20:00 | 0 | 0.808 | 0 | 0.049 | 0 | 0.134 | 0 | 0.001 | 0 | 0.223 | 0 | 0.358 | 0 | 0.134 | 0 | 0.546 | 0 | 0.464
2024-12-10 21:00 | 0 | 0.784 | 0 | 0.012 | 0 | 0.142 | 0 | 0 | 0 | 0.22 | 0 | 0.411 | 0 | 0.166 | 0 | 0.532 | 0 | 0.351
2024-12-10 22:00 | 0 | 0.779 | 0 | 0.004 | 0 | 0.169 | 0 | 0 | 0 | 0.269 | 0 | 0.529 | 0 | 0.186 | 0 | 0.464 | 0 | 0.251
2024-12-10 23:00 | 0 | 0.781 | 0 | 0.008 | 0 | 0.222 | 0 | 0 | 0 | 0.331 | 0 | 0.644 | 0 | 0.209 | 0 | 0.371 | 0 | 0.2
2024-12-11 | 0 | 0.787 | 0 | 0.022 | 0 | 0.302 | 0 | 0 | 0 | 0.394 | 0 | 0.653 | 0 | 0.261 | 0 | 0.326 | 0 | 0.172
2024-12-11 01:00 | 0 | 0.779 | 0 | 0.044 | 0 | 0.387 | 0 | 0 | 0 | 0.446 | 0 | 0.6 | 0 | 0.332 | 0 | 0.312 | 0 | 0.155
2024-12-11 02:00 | 0 | 0.773 | 0 | 0.088 | 0 | 0.454 | 0 | 0 | 0 | 0.457 | 0 | 0.517 | 0 | 0.403 | 0 | 0.264 | 0 | 0.139
2024-12-11 03:00 | 0 | 0.791 | 0 | 0.154 | 0 | 0.463 | 0 | 0 | 0 | 0.447 | 0 | 0.41 | 0 | 0.455 | 0 | 0.201 | 0 | 0.13
2024-12-11 04:00 | 0 | 0.798 | 0 | 0.233 | 0 | 0.431 | 0 | 0 | 0 | 0.437 | 0 | 0.249 | 0 | 0.451 | 0 | 0.145 | 0 | 0.126
2024-12-11 05:00 | 0.011 | 0.792 | 0.006 | 0.291 | 0.007 | 0.38 | 0.007 | 0.002 | 0.009 | 0.395 | 0 | 0.162 | 0.004 | 0.4 | 0 | 0.118 | 0.02 | 0.112
2024-12-11 06:00 | 0.091 | 0.813 | 0.063 | 0.136 | 0.078 | 0.323 | 0.075 | 0.001 | 0.089 | 0.366 | 0.026 | 0.073 | 0.058 | 0.22 | 0.035 | 0.112 | 0.109 | 0.093
2024-12-11 07:00 | 0.216 | 0.844 | 0.255 | 0.034 | 0.266 | 0.249 | 0.258 | 0.003 | 0.278 | 0.288 | 0.182 | 0.025 | 0.248 | 0.182 | 0.174 | 0.096 | 0.24 | 0.094
2024-12-11 08:00 | 0.378 | 0.837 | 0.441 | 0.001 | 0.457 | 0.094 | 0.444 | 0.011 | 0.467 | 0.118 | 0.383 | 0 | 0.436 | 0.079 | 0.369 | 0.043 | 0.339 | 0.103
2024-12-11 09:00 | 0.522 | 0.82 | 0.59 | 0 | 0.604 | 0.018 | 0.586 | 0.016 | 0.61 | 0.034 | 0.544 | 0.001 | 0.583 | 0.016 | 0.539 | 0.013 | 0.437 | 0.138
2024-12-11 10:00 | 0.611 | 0.806 | 0.685 | 0.007 | 0.701 | 0.003 | 0.677 | 0.015 | 0.699 | 0.007 | 0.657 | 0.038 | 0.681 | 0.002 | 0.666 | 0.003 | 0.521 | 0.195
2024-12-11 11:00 | 0.66 | 0.82 | 0.708 | 0.023 | 0.75 | 0.002 | 0.721 | 0.013 | 0.733 | 0.001 | 0.723 | 0.109 | 0.732 | 0.001 | 0.746 | 0.008 | 0.58 | 0.254
2024-12-11 12:00 | 0.666 | 0.856 | 0.708 | 0.03 | 0.746 | 0.003 | 0.717 | 0.014 | 0.715 | 0 | 0.744 | 0.204 | 0.735 | 0.003 | 0.775 | 0.029 | 0.587 | 0.311
2024-12-11 13:00 | 0.666 | 0.89 | 0.694 | 0.036 | 0.698 | 0.007 | 0.665 | 0.026 | 0.63 | 0 | 0.72 | 0.312 | 0.694 | 0.009 | 0.763 | 0.072 | 0.558 | 0.37
2024-12-11 14:00 | 0.603 | 0.916 | 0.619 | 0.048 | 0.586 | 0.013 | 0.565 | 0.043 | 0.537 | 0 | 0.653 | 0.404 | 0.603 | 0.019 | 0.698 | 0.14 | 0.479 | 0.416
2024-12-11 15:00 | 0.492 | 0.935 | 0.482 | 0.057 | 0.452 | 0.023 | 0.414 | 0.054 | 0.397 | 0.001 | 0.541 | 0.45 | 0.469 | 0.031 | 0.544 | 0.233 | 0.37 | 0.431
2024-12-11 16:00 | 0.326 | 0.952 | 0.3 | 0.049 | 0.279 | 0.035 | 0.244 | 0.061 | 0.232 | 0.004 | 0.382 | 0.458 | 0.291 | 0.047 | 0.392 | 0.381 | 0.23 | 0.422
2024-12-11 17:00 | 0.153 | 0.96 | 0.128 | 0.023 | 0.09 | 0.045 | 0.069 | 0.093 | 0.094 | 0.016 | 0.185 | 0.432 | 0.096 | 0.056 | 0.225 | 0.538 | 0.095 | 0.376
2024-12-11 18:00 | 0.043 | 0.954 | 0.033 | 0.008 | 0.017 | 0.064 | 0.01 | 0.242 | 0.013 | 0.083 | 0.027 | 0.374 | 0.018 | 0.078 | 0.086 | 0.663 | 0.013 | 0.283
2024-12-11 19:00 | 0 | 0.921 | 0 | 0.027 | 0 | 0.097 | 0 | 0.42 | 0 | 0.249 | 0.001 | 0.337 | 0 | 0.138 | 0.013 | 0.683 | 0 | 0.234
2024-12-11 20:00 | 0 | 0.907 | 0 | 0.112 | 0 | 0.161 | 0 | 0.479 | 0 | 0.378 | 0 | 0.358 | 0 | 0.22 | 0 | 0.671 | 0 | 0.204
2024-12-11 21:00 | 0 | 0.897 | 0 | 0.254 | 0 | 0.295 | 0 | 0.497 | 0 | 0.425 | 0 | 0.399 | 0 | 0.311 | 0 | 0.669 | 0 | 0.182
2024-12-11 22:00 | 0 | 0.882 | 0 | 0.381 | 0 | 0.464 | 0 | 0.483 | 0 | 0.399 | 0 | 0.461 | 0 | 0.407 | 0 | 0.627 | 0 | 0.158
2024-12-11 23:00 | 0 | 0.866 | 0 | 0.435 | 0 | 0.562 | 0 | 0.462 | 0 | 0.323 | 0 | 0.542 | 0 | 0.519 | 0 | 0.578 | 0 | 0.154
2024-12-12 | 0 | 0.865 | 0 | 0.474 | 0 | 0.583 | 0 | 0.508 | 0 | 0.262 | 0 | 0.599 | 0 | 0.615 | 0 | 0.523 | 0 | 0.16
2024-12-12 01:00 | 0 | 0.868 | 0 | 0.519 | 0 | 0.506 | 0 | 0.468 | 0 | 0.215 | 0 | 0.583 | 0 | 0.613 | 0 | 0.43 | 0 | 0.173
2024-12-12 02:00 | 0 | 0.886 | 0 | 0.55 | 0 | 0.398 | 0 | 0.448 | 0 | 0.212 | 0 | 0.504 | 0 | 0.519 | 0 | 0.345 | 0 | 0.183
2024-12-12 03:00 | 0 | 0.892 | 0 | 0.524 | 0 | 0.339 | 0 | 0.386 | 0 | 0.27 | 0 | 0.429 | 0 | 0.447 | 0 | 0.289 | 0 | 0.196
2024-12-12 04:00 | 0 | 0.897 | 0 | 0.521 | 0 | 0.334 | 0 | 0.328 | 0 | 0.31 | 0 | 0.376 | 0 | 0.395 | 0 | 0.22 | 0 | 0.216
2024-12-12 05:00 | 0.013 | 0.895 | 0.006 | 0.523 | 0.006 | 0.334 | 0.007 | 0.315 | 0.009 | 0.251 | 0 | 0.31 | 0.004 | 0.338 | 0 | 0.201 | 0.02 | 0.202
2024-12-12 06:00 | 0.092 | 0.922 | 0.067 | 0.65 | 0.082 | 0.305 | 0.084 | 0.404 | 0.092 | 0.184 | 0.027 | 0.164 | 0.075 | 0.407 | 0.035 | 0.147 | 0.113 | 0.182
2024-12-12 07:00 | 0.231 | 0.955 | 0.238 | 0.758 | 0.226 | 0.258 | 0.262 | 0.349 | 0.255 | 0.073 | 0.18 | 0.071 | 0.211 | 0.35 | 0.172 | 0.074 | 0.249 | 0.192
2024-12-12 08:00 | 0.406 | 0.961 | 0.408 | 0.737 | 0.432 | 0.183 | 0.444 | 0.227 | 0.429 | 0.007 | 0.379 | 0.017 | 0.357 | 0.232 | 0.366 | 0.021 | 0.387 | 0.208
2024-12-12 09:00 | 0.554 | 0.955 | 0.559 | 0.648 | 0.591 | 0.149 | 0.591 | 0.118 | 0.589 | 0.003 | 0.538 | 0.05 | 0.531 | 0.159 | 0.535 | 0.004 | 0.567 | 0.261
2024-12-12 10:00 | 0.648 | 0.946 | 0.667 | 0.543 | 0.689 | 0.141 | 0.683 | 0.055 | 0.689 | 0.01 | 0.652 | 0.191 | 0.652 | 0.123 | 0.66 | 0 | 0.673 | 0.339
2024-12-12 11:00 | 0.645 | 0.927 | 0.737 | 0.408 | 0.736 | 0.156 | 0.719 | 0.032 | 0.725 | 0.024 | 0.718 | 0.363 | 0.712 | 0.12 | 0.735 | 0.001 | 0.664 | 0.425
2024-12-12 12:00 | 0.61 | 0.917 | 0.743 | 0.302 | 0.734 | 0.167 | 0.697 | 0.014 | 0.703 | 0.038 | 0.738 | 0.518 | 0.716 | 0.123 | 0.768 | 0.017 | 0.558 | 0.522
2024-12-12 13:00 | 0.555 | 0.932 | 0.706 | 0.277 | 0.687 | 0.168 | 0.629 | 0.003 | 0.652 | 0.049 | 0.715 | 0.639 | 0.681 | 0.123 | 0.748 | 0.046 | 0.445 | 0.583
2024-12-12 14:00 | 0.513 | 0.95 | 0.625 | 0.316 | 0.587 | 0.154 | 0.518 | 0.002 | 0.561 | 0.053 | 0.649 | 0.706 | 0.595 | 0.118 | 0.697 | 0.081 | 0.305 | 0.595
2024-12-12 15:00 | 0.447 | 0.961 | 0.499 | 0.32 | 0.452 | 0.133 | 0.386 | 0.007 | 0.418 | 0.049 | 0.538 | 0.706 | 0.464 | 0.112 | 0.585 | 0.097 | 0.244 | 0.578
2024-12-12 16:00 | 0.323 | 0.967 | 0.327 | 0.224 | 0.28 | 0.118 | 0.235 | 0.033 | 0.254 | 0.044 | 0.38 | 0.635 | 0.291 | 0.11 | 0.426 | 0.144 | 0.168 | 0.521
2024-12-12 17:00 | 0.15 | 0.973 | 0.125 | 0.131 | 0.093 | 0.116 | 0.085 | 0.095 | 0.089 | 0.05 | 0.186 | 0.519 | 0.1 | 0.112 | 0.216 | 0.139 | 0.077 | 0.452
2024-12-12 18:00 | 0.039 | 0.976 | 0.03 | 0.042 | 0.017 | 0.159 | 0.011 | 0.207 | 0.015 | 0.104 | 0.028 | 0.414 | 0.02 | 0.154 | 0.082 | 0.137 | 0.01 | 0.403
2024-12-12 19:00 | 0 | 0.968 | 0 | 0.012 | 0 | 0.317 | 0 | 0.294 | 0 | 0.222 | 0.001 | 0.468 | 0 | 0.294 | 0.014 | 0.192 | 0 | 0.388
2024-12-12 20:00 | 0 | 0.952 | 0 | 0.016 | 0 | 0.506 | 0 | 0.284 | 0 | 0.367 | 0 | 0.583 | 0 | 0.441 | 0 | 0.16 | 0 | 0.417
2024-12-12 21:00 | 0 | 0.915 | 0 | 0.041 | 0 | 0.625 | 0 | 0.251 | 0 | 0.457 | 0 | 0.637 | 0 | 0.532 | 0 | 0.089 | 0 | 0.444
2024-12-12 22:00 | 0 | 0.877 | 0 | 0.054 | 0 | 0.633 | 0 | 0.255 | 0 | 0.437 | 0 | 0.682 | 0 | 0.55 | 0 | 0.045 | 0 | 0.455
2024-12-12 23:00 | 0 | 0.851 | 0 | 0.026 | 0 | 0.578 | 0 | 0.278 | 0 | 0.388 | 0 | 0.698 | 0 | 0.501 | 0 | 0.054 | 0 | 0.487
2024-12-13 | 0 | 0.786 | 0 | 0.001 | 0 | 0.555 | 0 | 0.289 | 0 | 0.334 | 0 | 0.654 | 0 | 0.438 | 0 | 0.07 | 0 | 0.51
2024-12-13 01:00 | 0 | 0.642 | 0 | 0 | 0 | 0.516 | 0 | 0.274 | 0 | 0.235 | 0 | 0.568 | 0 | 0.381 | 0 | 0.069 | 0 | 0.523
2024-12-13 02:00 | 0 | 0.599 | 0 | 0.074 | 0 | 0.476 | 0 | 0.289 | 0 | 0.158 | 0 | 0.464 | 0 | 0.28 | 0 | 0.058 | 0 | 0.558
2024-12-13 03:00 | 0 | 0.566 | 0 | 0.302 | 0 | 0.454 | 0 | 0.262 | 0 | 0.118 | 0 | 0.382 | 0 | 0.239 | 0 | 0.028 | 0 | 0.59
2024-12-13 04:00 | 0 | 0.488 | 0 | 0.498 | 0 | 0.407 | 0 | 0.196 | 0 | 0.108 | 0 | 0.325 | 0 | 0.203 | 0 | 0.023 | 0 | 0.632
2024-12-13 05:00 | 0.013 | 0.343 | 0.005 | 0.532 | 0.007 | 0.32 | 0.007 | 0.148 | 0.009 | 0.093 | 0 | 0.27 | 0.005 | 0.169 | 0 | 0.059 | 0.024 | 0.652
2024-12-13 06:00 | 0.09 | 0.202 | 0.059 | 0.442 | 0.082 | 0.401 | 0.083 | 0.127 | 0.087 | 0.102 | 0.027 | 0.195 | 0.068 | 0.228 | 0.044 | 0.17 | 0.121 | 0.71
2024-12-13 07:00 | 0.25 | 0.081 | 0.255 | 0.498 | 0.242 | 0.447 | 0.253 | 0.078 | 0.267 | 0.133 | 0.18 | 0.111 | 0.239 | 0.297 | 0.172 | 0.326 | 0.303 | 0.821
2024-12-13 08:00 | 0.419 | 0.006 | 0.444 | 0.498 | 0.449 | 0.453 | 0.434 | 0.057 | 0.459 | 0.182 | 0.382 | 0.061 | 0.428 | 0.323 | 0.366 | 0.476 | 0.476 | 0.889
2024-12-13 09:00 | 0.571 | 0.128 | 0.591 | 0.513 | 0.601 | 0.457 | 0.584 | 0.049 | 0.605 | 0.243 | 0.547 | 0.083 | 0.578 | 0.344 | 0.536 | 0.644 | 0.61 | 0.922
2024-12-13 10:00 | 0.68 | 0.488 | 0.689 | 0.621 | 0.697 | 0.472 | 0.677 | 0.039 | 0.699 | 0.296 | 0.662 | 0.167 | 0.676 | 0.376 | 0.641 | 0.769 | 0.696 | 0.937
2024-12-13 11:00 | 0.732 | 0.772 | 0.738 | 0.729 | 0.744 | 0.5 | 0.719 | 0.029 | 0.743 | 0.351 | 0.728 | 0.303 | 0.724 | 0.414 | 0.723 | 0.843 | 0.736 | 0.951
2024-12-13 12:00 | 0.742 | 0.89 | 0.744 | 0.803 | 0.743 | 0.523 | 0.714 | 0.027 | 0.74 | 0.398 | 0.749 | 0.444 | 0.726 | 0.451 | 0.778 | 0.885 | 0.732 | 0.962
2024-12-13 13:00 | 0.705 | 0.922 | 0.706 | 0.834 | 0.697 | 0.539 | 0.665 | 0.03 | 0.692 | 0.424 | 0.727 | 0.538 | 0.684 | 0.476 | 0.748 | 0.918 | 0.681 | 0.968
2024-12-13 14:00 | 0.585 | 0.928 | 0.624 | 0.845 | 0.602 | 0.544 | 0.571 | 0.035 | 0.594 | 0.433 | 0.661 | 0.606 | 0.598 | 0.465 | 0.686 | 0.925 | 0.583 | 0.971
2024-12-13 15:00 | 0.458 | 0.934 | 0.497 | 0.86 | 0.465 | 0.526 | 0.429 | 0.039 | 0.451 | 0.428 | 0.548 | 0.652 | 0.464 | 0.413 | 0.601 | 0.906 | 0.439 | 0.972
2024-12-13 16:00 | 0.328 | 0.922 | 0.326 | 0.88 | 0.287 | 0.482 | 0.25 | 0.039 | 0.268 | 0.41 | 0.388 | 0.676 | 0.285 | 0.343 | 0.386 | 0.857 | 0.261 | 0.969
2024-12-13 17:00 | 0.15 | 0.887 | 0.124 | 0.889 | 0.092 | 0.352 | 0.06 | 0.035 | 0.075 | 0.337 | 0.189 | 0.699 | 0.099 | 0.239 | 0.198 | 0.819 | 0.086 | 0.955
2024-12-13 18:00 | 0.043 | 0.842 | 0.022 | 0.844 | 0.017 | 0.337 | 0.009 | 0.03 | 0.013 | 0.251 | 0.028 | 0.712 | 0.019 | 0.241 | 0.081 | 0.812 | 0.015 | 0.936
2024-12-13 19:00 | 0 | 0.79 | 0 | 0.791 | 0 | 0.485 | 0 | 0.026 | 0 | 0.271 | 0.001 | 0.701 | 0 | 0.382 | 0.013 | 0.786 | 0 | 0.92
2024-12-13 20:00 | 0 | 0.75 | 0 | 0.733 | 0 | 0.562 | 0 | 0.025 | 0 | 0.305 | 0 | 0.737 | 0 | 0.46 | 0 | 0.695 | 0 | 0.912
2024-12-13 21:00 | 0 | 0.685 | 0 | 0.661 | 0 | 0.586 | 0 | 0.035 | 0 | 0.348 | 0 | 0.723 | 0 | 0.465 | 0 | 0.55 | 0 | 0.896
2024-12-13 22:00 | 0 | 0.59 | 0 | 0.628 | 0 | 0.586 | 0 | 0.07 | 0 | 0.379 | 0 | 0.638 | 0 | 0.423 | 0 | 0.421 | 0 | 0.846
2024-12-13 23:00 | 0 | 0.559 | 0 | 0.588 | 0 | 0.574 | 0 | 0.135 | 0 | 0.403 | 0 | 0.599 | 0 | 0.352 | 0 | 0.346 | 0 | 0.71
2024-12-14 | 0 | 0.607 | 0 | 0.487 | 0 | 0.535 | 0 | 0.227 | 0 | 0.407 | 0 | 0.63 | 0 | 0.264 | 0 | 0.299 | 0 | 0.718
2024-12-14 01:00 | 0 | 0.676 | 0 | 0.34 | 0 | 0.447 | 0 | 0.314 | 0 | 0.388 | 0 | 0.664 | 0 | 0.137 | 0 | 0.274 | 0 | 0.557
2024-12-14 02:00 | 0 | 0.783 | 0 | 0.23 | 0 | 0.371 | 0 | 0.358 | 0 | 0.367 | 0 | 0.697 | 0 | 0.078 | 0 | 0.272 | 0 | 0.3
2024-12-14 03:00 | 0 | 0.896 | 0 | 0.218 | 0 | 0.325 | 0 | 0.367 | 0 | 0.335 | 0 | 0.641 | 0 | 0.054 | 0 | 0.27 | 0 | 0.117
2024-12-14 04:00 | 0 | 0.962 | 0 | 0.251 | 0 | 0.286 | 0 | 0.347 | 0 | 0.279 | 0 | 0.634 | 0 | 0.036 | 0 | 0.242 | 0 | 0.059
2024-12-14 05:00 | 0.006 | 0.973 | 0.004 | 0.265 | 0.006 | 0.29 | 0.006 | 0.308 | 0.007 | 0.237 | 0 | 0.609 | 0.004 | 0.036 | 0 | 0.184 | 0.025 | 0.243
2024-12-14 06:00 | 0.079 | 0.974 | 0.054 | 0.315 | 0.063 | 0.209 | 0.067 | 0.167 | 0.074 | 0.13 | 0.024 | 0.623 | 0.053 | 0.046 | 0.044 | 0.147 | 0.123 | 0.538
2024-12-14 07:00 | 0.213 | 0.979 | 0.256 | 0.696 | 0.258 | 0.447 | 0.258 | 0.274 | 0.271 | 0.281 | 0.185 | 0.645 | 0.241 | 0.249 | 0.157 | 0.179 | 0.298 | 0.748
2024-12-14 08:00 | 0.34 | 0.979 | 0.455 | 0.857 | 0.447 | 0.687 | 0.438 | 0.263 | 0.456 | 0.556 | 0.394 | 0.571 | 0.428 | 0.467 | 0.349 | 0.187 | 0.45 | 0.846
2024-12-14 09:00 | 0.438 | 0.98 | 0.612 | 0.915 | 0.592 | 0.77 | 0.574 | 0.259 | 0.597 | 0.721 | 0.57 | 0.457 | 0.571 | 0.61 | 0.521 | 0.199 | 0.543 | 0.874
2024-12-14 10:00 | 0.605 | 0.987 | 0.721 | 0.929 | 0.686 | 0.832 | 0.66 | 0.303 | 0.687 | 0.829 | 0.693 | 0.386 | 0.665 | 0.705 | 0.654 | 0.225 | 0.648 | 0.896
2024-12-14 11:00 | 0.711 | 0.99 | 0.781 | 0.934 | 0.732 | 0.853 | 0.701 | 0.364 | 0.729 | 0.888 | 0.762 | 0.355 | 0.712 | 0.739 | 0.751 | 0.266 | 0.704 | 0.942
2024-12-14 12:00 | 0.72 | 0.989 | 0.792 | 0.942 | 0.734 | 0.823 | 0.697 | 0.394 | 0.726 | 0.908 | 0.783 | 0.345 | 0.716 | 0.698 | 0.782 | 0.272 | 0.671 | 0.983
2024-12-14 13:00 | 0.686 | 0.989 | 0.755 | 0.93 | 0.693 | 0.781 | 0.65 | 0.404 | 0.678 | 0.89 | 0.76 | 0.329 | 0.678 | 0.646 | 0.79 | 0.227 | 0.656 | 0.991
2024-12-14 14:00 | 0.613 | 0.99 | 0.67 | 0.907 | 0.607 | 0.799 | 0.559 | 0.386 | 0.586 | 0.851 | 0.691 | 0.306 | 0.595 | 0.668 | 0.736 | 0.186 | 0.541 | 0.989
2024-12-14 15:00 | 0.507 | 0.989 | 0.535 | 0.876 | 0.472 | 0.809 | 0.423 | 0.34 | 0.448 | 0.843 | 0.574 | 0.28 | 0.466 | 0.7 | 0.631 | 0.148 | 0.404 | 0.991
2024-12-14 16:00 | 0.33 | 0.985 | 0.349 | 0.847 | 0.292 | 0.768 | 0.246 | 0.311 | 0.262 | 0.817 | 0.407 | 0.249 | 0.292 | 0.663 | 0.474 | 0.138 | 0.244 | 0.991
2024-12-14 17:00 | 0.153 | 0.978 | 0.13 | 0.812 | 0.087 | 0.574 | 0.057 | 0.297 | 0.072 | 0.652 | 0.197 | 0.222 | 0.093 | 0.446 | 0.275 | 0.161 | 0.1 | 0.982
2024-12-14 18:00 | 0.045 | 0.955 | 0.019 | 0.724 | 0.013 | 0.525 | 0.008 | 0.235 | 0.011 | 0.541 | 0.022 | 0.199 | 0.014 | 0.37 | 0.069 | 0.185 | 0.015 | 0.961
2024-12-14 19:00 | 0 | 0.849 | 0 | 0.63 | 0 | 0.644 | 0 | 0.144 | 0 | 0.586 | 0.001 | 0.22 | 0 | 0.485 | 0.013 | 0.2 | 0 | 0.921
2024-12-14 20:00 | 0 | 0.65 | 0 | 0.62 | 0 | 0.768 | 0 | 0.057 | 0 | 0.653 | 0 | 0.264 | 0 | 0.705 | 0 | 0.196 | 0 | 0.887
2024-12-14 21:00 | 0 | 0.514 | 0 | 0.584 | 0 | 0.802 | 0 | 0.015 | 0 | 0.709 | 0 | 0.325 | 0 | 0.833 | 0 | 0.211 | 0 | 0.852
2024-12-14 22:00 | 0 | 0.447 | 0 | 0.538 | 0 | 0.754 | 0 | 0.005 | 0 | 0.712 | 0 | 0.394 | 0 | 0.829 | 0 | 0.187 | 0 | 0.788
2024-12-14 23:00 | 0 | 0.444 | 0 | 0.524 | 0 | 0.668 | 0 | 0.019 | 0 | 0.672 | 0 | 0.438 | 0 | 0.769 | 0 | 0.161 | 0 | 0.724
2024-12-15 | 0 | 0.46 | 0 | 0.541 | 0 | 0.599 | 0 | 0.167 | 0 | 0.642 | 0 | 0.457 | 0 | 0.701 | 0 | 0.158 | 0 | 0.676
2024-12-15 01:00 | 0 | 0.479 | 0 | 0.559 | 0 | 0.547 | 0 | 0.447 | 0 | 0.616 | 0 | 0.449 | 0 | 0.648 | 0 | 0.174 | 0 | 0.692
2024-12-15 02:00 | 0 | 0.466 | 0 | 0.562 | 0 | 0.509 | 0 | 0.564 | 0 | 0.588 | 0 | 0.411 | 0 | 0.618 | 0 | 0.191 | 0 | 0.693
2024-12-15 03:00 | 0 | 0.447 | 0 | 0.551 | 0 | 0.477 | 0 | 0.599 | 0 | 0.56 | 0 | 0.376 | 0 | 0.601 | 0 | 0.213 | 0 | 0.633
2024-12-15 04:00 | 0 | 0.427 | 0 | 0.527 | 0 | 0.47 | 0 | 0.599 | 0 | 0.536 | 0 | 0.395 | 0 | 0.594 | 0 | 0.243 | 0 | 0.578
2024-12-15 05:00 | 0.014 | 0.343 | 0.004 | 0.479 | 0.004 | 0.525 | 0.008 | 0.58 | 0.007 | 0.502 | 0 | 0.476 | 0.004 | 0.623 | 0 | 0.239 | 0.024 | 0.532
2024-12-15 06:00 | 0.091 | 0.234 | 0.05 | 0.209 | 0.057 | 0.355 | 0.08 | 0.63 | 0.072 | 0.245 | 0.019 | 0.422 | 0.05 | 0.432 | 0.029 | 0.182 | 0.12 | 0.555
2024-12-15 07:00 | 0.269 | 0.147 | 0.269 | 0.13 | 0.275 | 0.136 | 0.253 | 0.63 | 0.282 | 0.135 | 0.186 | 0.2 | 0.248 | 0.202 | 0.176 | 0.207 | 0.319 | 0.595
2024-12-15 08:00 | 0.43 | 0.09 | 0.474 | 0.044 | 0.472 | 0.038 | 0.444 | 0.621 | 0.47 | 0.029 | 0.397 | 0.259 | 0.439 | 0.133 | 0.385 | 0.167 | 0.5 | 0.525
2024-12-15 09:00 | 0.57 | 0.057 | 0.63 | 0.003 | 0.62 | 0 | 0.59 | 0.566 | 0.609 | 0.004 | 0.565 | 0.086 | 0.587 | 0.02 | 0.563 | 0.107 | 0.641 | 0.395
2024-12-15 10:00 | 0.673 | 0.035 | 0.732 | 0 | 0.714 | 0.017 | 0.687 | 0.46 | 0.7 | 0.032 | 0.683 | 0.017 | 0.684 | 0.013 | 0.691 | 0.061 | 0.735 | 0.27
2024-12-15 11:00 | 0.763 | 0.018 | 0.783 | 0 | 0.758 | 0.093 | 0.725 | 0.342 | 0.743 | 0.113 | 0.75 | 0.001 | 0.733 | 0.027 | 0.769 | 0.026 | 0.782 | 0.179
2024-12-15 12:00 | 0.788 | 0.01 | 0.787 | 0.001 | 0.756 | 0.167 | 0.721 | 0.244 | 0.741 | 0.225 | 0.77 | 0 | 0.734 | 0.038 | 0.8 | 0.006 | 0.777 | 0.124
2024-12-15 13:00 | 0.748 | 0.024 | 0.746 | 0.028 | 0.709 | 0.2 | 0.657 | 0.183 | 0.694 | 0.323 | 0.745 | 0.003 | 0.69 | 0.047 | 0.786 | 0 | 0.723 | 0.106
2024-12-15 14:00 | 0.664 | 0.074 | 0.66 | 0.074 | 0.616 | 0.192 | 0.553 | 0.144 | 0.598 | 0.358 | 0.675 | 0.023 | 0.601 | 0.058 | 0.727 | 0 | 0.621 | 0.116
2024-12-15 15:00 | 0.533 | 0.227 | 0.526 | 0.108 | 0.475 | 0.169 | 0.411 | 0.119 | 0.455 | 0.334 | 0.559 | 0.052 | 0.467 | 0.071 | 0.621 | 0.027 | 0.469 | 0.151
2024-12-15 16:00 | 0.357 | 0.374 | 0.344 | 0.122 | 0.291 | 0.139 | 0.243 | 0.136 | 0.27 | 0.297 | 0.395 | 0.066 | 0.29 | 0.084 | 0.464 | 0.152 | 0.277 | 0.167
2024-12-15 17:00 | 0.153 | 0.466 | 0.128 | 0.114 | 0.088 | 0.107 | 0.081 | 0.221 | 0.074 | 0.277 | 0.191 | 0.058 | 0.096 | 0.108 | 0.254 | 0.231 | 0.083 | 0.145
2024-12-15 18:00 | 0.032 | 0.526 | 0.018 | 0.09 | 0.014 | 0.101 | 0.01 | 0.364 | 0.012 | 0.355 | 0.022 | 0.026 | 0.018 | 0.198 | 0.085 | 0.325 | 0.015 | 0.115
2024-12-15 19:00 | 0 | 0.562 | 0 | 0.062 | 0 | 0.219 | 0 | 0.431 | 0 | 0.505 | 0.001 | 0.006 | 0 | 0.384 | 0.014 | 0.364 | 0 | 0.084
2024-12-15 20:00 | 0 | 0.568 | 0 | 0.041 | 0 | 0.369 | 0 | 0.45 | 0 | 0.498 | 0 | 0.026 | 0 | 0.463 | 0 | 0.362 | 0 | 0.06
2024-12-15 21:00 | 0 | 0.601 | 0 | 0.041 | 0 | 0.418 | 0 | 0.436 | 0 | 0.422 | 0 | 0.139 | 0 | 0.422 | 0 | 0.43 | 0 | 0.041
2024-12-15 22:00 | 0 | 0.633 | 0 | 0.057 | 0 | 0.395 | 0 | 0.422 | 0 | 0.302 | 0 | 0.319 | 0 | 0.347 | 0 | 0.411 | 0 | 0.031
2024-12-15 23:00 | 0 | 0.644 | 0 | 0.08 | 0 | 0.41 | 0 | 0.332 | 0 | 0.21 | 0 | 0.448 | 0 | 0.323 | 0 | 0.323 | 0 | 0.037
2024-12-16 | 0 | 0.625 | 0 | 0.098 | 0 | 0.41 | 0 | 0.315 | 0 | 0.162 | 0 | 0.516 | 0 | 0.222 | 0 | 0.247 | 0 | 0.06
2024-12-16 01:00 | 0 | 0.636 | 0 | 0.096 | 0 | 0.386 | 0 | 0.289 | 0 | 0.112 | 0 | 0.578 | 0 | 0.165 | 0 | 0.176 | 0 | 0.105
2024-12-16 02:00 | 0 | 0.655 | 0 | 0.115 | 0 | 0.332 | 0 | 0.28 | 0 | 0.068 | 0 | 0.652 | 0 | 0.136 | 0 | 0.09 | 0 | 0.171
2024-12-16 03:00 | 0 | 0.672 | 0 | 0.204 | 0 | 0.283 | 0 | 0.275 | 0 | 0.047 | 0 | 0.731 | 0 | 0.133 | 0 | 0.031 | 0 | 0.242
2024-12-16 04:00 | 0 | 0.676 | 0 | 0.398 | 0 | 0.298 | 0 | 0.223 | 0 | 0.043 | 0 | 0.794 | 0 | 0.154 | 0 | 0.038 | 0 | 0.316
2024-12-16 05:00 | 0.01 | 0.63 | 0.004 | 0.574 | 0.008 | 0.312 | 0.007 | 0.192 | 0.009 | 0.054 | 0 | 0.826 | 0.005 | 0.179 | 0 | 0.117 | 0.024 | 0.382
2024-12-16 06:00 | 0.08 | 0.547 | 0.047 | 0.41 | 0.08 | 0.432 | 0.086 | 0.202 | 0.089 | 0.119 | 0.025 | 0.747 | 0.07 | 0.252 | 0.034 | 0.205 | 0.119 | 0.5
2024-12-16 07:00 | 0.281 | 0.541 | 0.265 | 0.22 | 0.24 | 0.417 | 0.246 | 0.141 | 0.26 | 0.16 | 0.176 | 0.507 | 0.235 | 0.264 | 0.175 | 0.344 | 0.313 | 0.65
2024-12-16 08:00 | 0.467 | 0.49 | 0.465 | 0.167 | 0.418 | 0.315 | 0.416 | 0.086 | 0.413 | 0.14 | 0.369 | 0.837 | 0.398 | 0.205 | 0.379 | 0.533 | 0.496 | 0.7
2024-12-16 09:00 | 0.607 | 0.274 | 0.61 | 0.17 | 0.595 | 0.233 | 0.584 | 0.055 | 0.598 | 0.115 | 0.523 | 0.958 | 0.571 | 0.159 | 0.555 | 0.695 | 0.633 | 0.692
2024-12-16 10:00 | 0.697 | 0.094 | 0.71 | 0.178 | 0.697 | 0.186 | 0.681 | 0.036 | 0.7 | 0.103 | 0.631 | 0.964 | 0.674 | 0.135 | 0.686 | 0.853 | 0.721 | 0.663
2024-12-16 11:00 | 0.742 | 0.006 | 0.76 | 0.183 | 0.746 | 0.181 | 0.722 | 0.019 | 0.745 | 0.11 | 0.683 | 0.942 | 0.711 | 0.135 | 0.769 | 0.943 | 0.761 | 0.67
2024-12-16 12:00 | 0.741 | 0 | 0.764 | 0.188 | 0.744 | 0.203 | 0.712 | 0.011 | 0.741 | 0.143 | 0.691 | 0.914 | 0.677 | 0.148 | 0.806 | 0.965 | 0.755 | 0.718
2024-12-16 13:00 | 0.695 | 0 | 0.725 | 0.201 | 0.695 | 0.219 | 0.65 | 0.007 | 0.688 | 0.183 | 0.65 | 0.891 | 0.598 | 0.17 | 0.798 | 0.969 | 0.702 | 0.765
2024-12-16 14:00 | 0.6 | 0.031 | 0.642 | 0.219 | 0.602 | 0.227 | 0.527 | 0.006 | 0.584 | 0.205 | 0.583 | 0.861 | 0.506 | 0.202 | 0.718 | 0.978 | 0.601 | 0.796
2024-12-16 15:00 | 0.464 | 0.234 | 0.512 | 0.245 | 0.46 | 0.237 | 0.382 | 0.007 | 0.439 | 0.219 | 0.473 | 0.808 | 0.398 | 0.229 | 0.522 | 0.982 | 0.454 | 0.812
2024-12-16 16:00 | 0.3 | 0.527 | 0.335 | 0.291 | 0.285 | 0.248 | 0.228 | 0.011 | 0.258 | 0.226 | 0.331 | 0.725 | 0.27 | 0.23 | 0.329 | 0.981 | 0.268 | 0.821
2024-12-16 17:00 | 0.14 | 0.824 | 0.126 | 0.349 | 0.095 | 0.246 | 0.088 | 0.019 | 0.085 | 0.215 | 0.174 | 0.649 | 0.109 | 0.196 | 0.162 | 0.978 | 0.084 | 0.785
2024-12-16 18:00 | 0.041 | 0.915 | 0.019 | 0.47 | 0.016 | 0.287 | 0.008 | 0.045 | 0.014 | 0.239 | 0.05 | 0.674 | 0.021 | 0.198 | 0.047 | 0.975 | 0.015 | 0.718
2024-12-16 19:00 | 0 | 0.905 | 0 | 0.727 | 0 | 0.415 | 0 | 0.098 | 0 | 0.298 | 0.001 | 0.776 | 0 | 0.263 | 0.006 | 0.968 | 0 | 0.681
2024-12-16 20:00 | 0 | 0.81 | 0 | 0.831 | 0 | 0.444 | 0 | 0.13 | 0 | 0.285 | 0 | 0.786 | 0 | 0.249 | 0 | 0.963 | 0 | 0.663
2024-12-16 21:00 | 0 | 0.328 | 0 | 0.813 | 0 | 0.39 | 0 | 0.142 | 0 | 0.239 | 0 | 0.706 | 0 | 0.202 | 0 | 0.955 | 0 | 0.656
2024-12-16 22:00 | 0 | 0.772 | 0 | 0.73 | 0 | 0.313 | 0 | 0.141 | 0 | 0.172 | 0 | 0.633 | 0 | 0.163 | 0 | 0.948 | 0 | 0.721
2024-12-16 23:00 | 0 | 0.983 | 0 | 0.672 | 0 | 0.282 | 0 | 0.14 | 0 | 0.137 | 0 | 0.663 | 0 | 0.154 | 0 | 0.935 | 0 | 0.811
2024-12-17 | 0 | 0.971 | 0 | 0.724 | 0 | 0.288 | 0 | 0.13 | 0 | 0.152 | 0 | 0.604 | 0 | 0.157 | 0 | 0.906 | 0 | 0.858
2024-12-17 01:00 | 0 | 0.959 | 0 | 0.722 | 0 | 0.297 | 0 | 0.112 | 0 | 0.189 | 0 | 0.456 | 0 | 0.146 | 0 | 0.861 | 0 | 0.873
2024-12-17 02:00 | 0 | 0.924 | 0 | 0.59 | 0 | 0.303 | 0 | 0.093 | 0 | 0.224 | 0 | 0.387 | 0 | 0.126 | 0 | 0.824 | 0 | 0.86
2024-12-17 03:00 | 0 | 0.83 | 0 | 0.634 | 0 | 0.303 | 0 | 0.076 | 0 | 0.227 | 0 | 0.389 | 0 | 0.101 | 0 | 0.808 | 0 | 0.835
2024-12-17 04:00 | 0 | 0.688 | 0 | 0.652 | 0 | 0.286 | 0 | 0.069 | 0 | 0.197 | 0 | 0.34 | 0 | 0.083 | 0 | 0.724 | 0 | 0.815
2024-12-17 05:00 | 0.015 | 0.539 | 0.005 | 0.629 | 0.007 | 0.266 | 0.008 | 0.061 | 0.009 | 0.138 | 0 | 0.257 | 0.005 | 0.082 | 0 | 0.624 | 0.024 | 0.783
2024-12-17 06:00 | 0.102 | 0.516 | 0.081 | 0.504 | 0.068 | 0.196 | 0.088 | 0.049 | 0.077 | 0.076 | 0.032 | 0.201 | 0.059 | 0.105 | 0.045 | 0.632 | 0.119 | 0.659
2024-12-17 07:00 | 0.238 | 0.498 | 0.224 | 0.692 | 0.258 | 0.358 | 0.239 | 0.047 | 0.268 | 0.188 | 0.178 | 0.132 | 0.239 | 0.298 | 0.172 | 0.753 | 0.31 | 0.416
2024-12-17 08:00 | 0.3 | 0.362 | 0.417 | 0.816 | 0.444 | 0.347 | 0.397 | 0.02 | 0.453 | 0.246 | 0.38 | 0.122 | 0.421 | 0.281 | 0.349 | 0.844 | 0.482 | 0.189
2024-12-17 09:00 | 0.317 | 0.26 | 0.561 | 0.852 | 0.584 | 0.275 | 0.544 | 0.012 | 0.594 | 0.217 | 0.549 | 0.152 | 0.55 | 0.228 | 0.494 | 0.911 | 0.609 | 0.128
2024-12-17 10:00 | 0.472 | 0.176 | 0.623 | 0.865 | 0.674 | 0.251 | 0.644 | 0.007 | 0.683 | 0.18 | 0.66 | 0.149 | 0.608 | 0.225 | 0.635 | 0.936 | 0.691 | 0.113
2024-12-17 11:00 | 0.66 | 0.158 | 0.553 | 0.882 | 0.703 | 0.259 | 0.698 | 0.003 | 0.724 | 0.16 | 0.715 | 0.238 | 0.628 | 0.253 | 0.691 | 0.949 | 0.727 | 0.108
2024-12-17 12:00 | 0.721 | 0.183 | 0.471 | 0.888 | 0.687 | 0.302 | 0.69 | 0.002 | 0.716 | 0.163 | 0.734 | 0.481 | 0.643 | 0.278 | 0.714 | 0.954 | 0.712 | 0.09
2024-12-17 13:00 | 0.648 | 0.407 | 0.396 | 0.905 | 0.618 | 0.347 | 0.599 | 0.004 | 0.658 | 0.191 | 0.73 | 0.706 | 0.587 | 0.286 | 0.748 | 0.951 | 0.645 | 0.144
2024-12-17 14:00 | 0.517 | 0.775 | 0.268 | 0.91 | 0.527 | 0.354 | 0.44 | 0.006 | 0.553 | 0.235 | 0.663 | 0.806 | 0.441 | 0.317 | 0.679 | 0.945 | 0.537 | 0.274
2024-12-17 15:00 | 0.42 | 0.832 | 0.16 | 0.882 | 0.394 | 0.338 | 0.297 | 0.008 | 0.402 | 0.27 | 0.55 | 0.815 | 0.309 | 0.398 | 0.582 | 0.938 | 0.375 | 0.356
2024-12-17 16:00 | 0.262 | 0.72 | 0.085 | 0.791 | 0.231 | 0.358 | 0.155 | 0.011 | 0.226 | 0.287 | 0.389 | 0.802 | 0.222 | 0.438 | 0.415 | 0.918 | 0.231 | 0.403
2024-12-17 17:00 | 0.075 | 0.558 | 0.054 | 0.594 | 0.067 | 0.362 | 0.051 | 0.015 | 0.091 | 0.275 | 0.193 | 0.836 | 0.109 | 0.362 | 0.262 | 0.881 | 0.095 | 0.332
2024-12-17 18:00 | 0.011 | 0.386 | 0.02 | 0.484 | 0.012 | 0.374 | 0.004 | 0.022 | 0.009 | 0.308 | 0.031 | 0.915 | 0.024 | 0.265 | 0.081 | 0.827 | 0.013 | 0.2
2024-12-17 19:00 | 0 | 0.26 | 0 | 0.501 | 0 | 0.43 | 0 | 0.025 | 0 | 0.41 | 0.001 | 0.891 | 0 | 0.285 | 0.015 | 0.737 | 0 | 0.152
2024-12-17 20:00 | 0 | 0.172 | 0 | 0.469 | 0 | 0.439 | 0 | 0.018 | 0 | 0.444 | 0 | 0.776 | 0 | 0.308 | 0 | 0.635 | 0 | 0.208
2024-12-17 21:00 | 0 | 0.083 | 0 | 0.462 | 0 | 0.426 | 0 | 0.008 | 0 | 0.406 | 0 | 0.636 | 0 | 0.305 | 0 | 0.544 | 0 | 0.578
2024-12-17 22:00 | 0 | 0.032 | 0 | 0.477 | 0 | 0.449 | 0 | 0.003 | 0 | 0.332 | 0 | 0.621 | 0 | 0.302 | 0 | 0.508 | 0 | 0.808
2024-12-17 23:00 | 0 | 0.036 | 0 | 0.47 | 0 | 0.47 | 0 | 0.005 | 0 | 0.277 | 0 | 0.539 | 0 | 0.31 | 0 | 0.512 | 0 | 0.772
2024-12-18 | 0 | 0.038 | 0 | 0.506 | 0 | 0.457 | 0 | 0.016 | 0 | 0.241 | 0 | 0.447 | 0 | 0.278 | 0 | 0.498 | 0 | 0.546
2024-12-18 01:00 | 0 | 0.027 | 0 | 0.517 | 0 | 0.381 | 0 | 0.047 | 0 | 0.184 | 0 | 0.328 | 0 | 0.199 | 0 | 0.522 | 0 | 0.438
2024-12-18 02:00 | 0 | 0.031 | 0 | 0.337 | 0 | 0.296 | 0 | 0.088 | 0 | 0.138 | 0 | 0.228 | 0 | 0.151 | 0 | 0.544 | 0 | 0.362
2024-12-18 03:00 | 0 | 0.041 | 0 | 0.167 | 0 | 0.241 | 0 | 0.12 | 0 | 0.108 | 0 | 0.206 | 0 | 0.134 | 0 | 0.583 | 0 | 0.285
2024-12-18 04:00 | 0 | 0.028 | 0 | 0.082 | 0 | 0.182 | 0 | 0.159 | 0 | 0.101 | 0 | 0.205 | 0 | 0.129 | 0 | 0.588 | 0 | 0.231
2024-12-18 05:00 | 0.013 | 0.007 | 0.005 | 0.048 | 0.003 | 0.069 | 0.009 | 0.205 | 0.012 | 0.139 | 0 | 0.175 | 0.002 | 0.067 | 0 | 0.607 | 0.024 | 0.198
2024-12-18 06:00 | 0.089 | 0.001 | 0.052 | 0.005 | 0.058 | 0.004 | 0.077 | 0.145 | 0.096 | 0.089 | 0.027 | 0.078 | 0.063 | 0.003 | 0.037 | 0.664 | 0.122 | 0.197
2024-12-18 07:00 | 0.256 | 0.002 | 0.25 | 0.007 | 0.198 | 0.002 | 0.255 | 0.201 | 0.201 | 0.029 | 0.18 | 0.006 | 0.194 | 0 | 0.146 | 0.864 | 0.282 | 0.16
2024-12-18 08:00 | 0.443 | 0.003 | 0.447 | 0.129 | 0.379 | 0.111 | 0.425 | 0.12 | 0.29 | 0.058 | 0.392 | 0 | 0.344 | 0.066 | 0.268 | 0.935 | 0.455 | 0.069
2024-12-18 09:00 | 0.594 | 0.002 | 0.599 | 0.369 | 0.552 | 0.251 | 0.558 | 0.076 | 0.37 | 0.132 | 0.562 | 0.004 | 0.46 | 0.162 | 0.397 | 0.958 | 0.584 | 0.02
2024-12-18 10:00 | 0.705 | 0.005 | 0.698 | 0.605 | 0.567 | 0.323 | 0.606 | 0.05 | 0.5 | 0.182 | 0.679 | 0.043 | 0.466 | 0.223 | 0.51 | 0.971 | 0.687 | 0.005
2024-12-18 11:00 | 0.762 | 0.024 | 0.749 | 0.727 | 0.549 | 0.36 | 0.593 | 0.03 | 0.534 | 0.214 | 0.744 | 0.136 | 0.41 | 0.274 | 0.512 | 0.98 | 0.735 | 0.021
2024-12-18 12:00 | 0.766 | 0.045 | 0.754 | 0.775 | 0.52 | 0.389 | 0.546 | 0.015 | 0.53 | 0.24 | 0.762 | 0.255 | 0.439 | 0.303 | 0.57 | 0.984 | 0.728 | 0.091
2024-12-18 13:00 | 0.727 | 0.077 | 0.714 | 0.788 | 0.475 | 0.413 | 0.403 | 0.007 | 0.5 | 0.261 | 0.738 | 0.374 | 0.441 | 0.302 | 0.637 | 0.987 | 0.677 | 0.187
2024-12-18 14:00 | 0.646 | 0.192 | 0.629 | 0.762 | 0.409 | 0.402 | 0.242 | 0.006 | 0.407 | 0.278 | 0.669 | 0.462 | 0.404 | 0.272 | 0.627 | 0.988 | 0.572 | 0.219
2024-12-18 15:00 | 0.52 | 0.296 | 0.501 | 0.672 | 0.347 | 0.352 | 0.148 | 0.009 | 0.332 | 0.278 | 0.554 | 0.498 | 0.33 | 0.227 | 0.55 | 0.987 | 0.423 | 0.208
2024-12-18 16:00 | 0.35 | 0.376 | 0.331 | 0.552 | 0.262 | 0.311 | 0.089 | 0.012 | 0.229 | 0.259 | 0.393 | 0.479 | 0.235 | 0.192 | 0.428 | 0.985 | 0.246 | 0.179
2024-12-18 17:00 | 0.154 | 0.425 | 0.129 | 0.525 | 0.115 | 0.274 | 0.044 | 0.014 | 0.104 | 0.203 | 0.194 | 0.432 | 0.12 | 0.167 | 0.26 | 0.978 | 0.1 | 0.145
2024-12-18 18:00 | 0.034 | 0.433 | 0.02 | 0.604 | 0.023 | 0.278 | 0.006 | 0.023 | 0.017 | 0.138 | 0.027 | 0.37 | 0.027 | 0.192 | 0.095 | 0.959 | 0.015 | 0.118
2024-12-18 19:00 | 0 | 0.392 | 0 | 0.779 | 0 | 0.367 | 0 | 0.045 | 0 | 0.109 | 0.001 | 0.36 | 0 | 0.279 | 0.017 | 0.896 | 0 | 0.095
2024-12-18 20:00 | 0 | 0.286 | 0 | 0.82 | 0 | 0.382 | 0 | 0.071 | 0 | 0.088 | 0 | 0.37 | 0 | 0.282 | 0 | 0.806 | 0 | 0.066
2024-12-18 21:00 | 0 | 0.213 | 0 | 0.755 | 0 | 0.359 | 0 | 0.091 | 0 | 0.092 | 0 | 0.368 | 0 | 0.238 | 0 | 0.755 | 0 | 0.041
2024-12-18 22:00 | 0 | 0.139 | 0 | 0.674 | 0 | 0.323 | 0 | 0.108 | 0 | 0.112 | 0 | 0.408 | 0 | 0.181 | 0 | 0.685 | 0 | 0.03
2024-12-18 23:00 | 0 | 0.051 | 0 | 0.608 | 0 | 0.285 | 0 | 0.124 | 0 | 0.138 | 0 | 0.478 | 0 | 0.127 | 0 | 0.665 | 0 | 0.036
2024-12-19 | 0 | 0.001 | 0 | 0.535 | 0 | 0.245 | 0 | 0.137 | 0 | 0.164 | 0 | 0.544 | 0 | 0.088 | 0 | 0.68 | 0 | 0.049
2024-12-19 01:00 | 0 | 0 | 0 | 0.44 | 0 | 0.206 | 0 | 0.148 | 0 | 0.163 | 0 | 0.578 | 0 | 0.06 | 0 | 0.688 | 0 | 0.051
2024-12-19 02:00 | 0 | 0.006 | 0 | 0.325 | 0 | 0.195 | 0 | 0.156 | 0 | 0.148 | 0 | 0.582 | 0 | 0.06 | 0 | 0.681 | 0 | 0.041
2024-12-19 03:00 | 0 | 0.046 | 0 | 0.213 | 0 | 0.161 | 0 | 0.167 | 0 | 0.137 | 0 | 0.498 | 0 | 0.082 | 0 | 0.695 | 0 | 0.027
2024-12-19 04:00 | 0 | 0.09 | 0 | 0.132 | 0 | 0.104 | 0 | 0.172 | 0 | 0.112 | 0 | 0.42 | 0 | 0.082 | 0 | 0.683 | 0 | 0.016
2024-12-19 05:00 | 0.012 | 0.084 | 0.004 | 0.078 | 0.006 | 0.055 | 0.009 | 0.152 | 0.01 | 0.087 | 0 | 0.359 | 0.005 | 0.072 | 0 | 0.68 | 0.026 | 0.006
2024-12-19 06:00 | 0.08 | 0.009 | 0.047 | 0.021 | 0.059 | 0.008 | 0.081 | 0.07 | 0.082 | 0.06 | 0.024 | 0.192 | 0.056 | 0.024 | 0.041 | 0.661 | 0.12 | 0.001
2024-12-19 07:00 | 0.272 | 0 | 0.253 | 0 | 0.253 | 0 | 0.253 | 0.056 | 0.258 | 0.141 | 0.177 | 0.119 | 0.232 | 0 | 0.138 | 0.728 | 0.285 | 0
2024-12-19 08:00 | 0.458 | 0 | 0.447 | 0.014 | 0.436 | 0.003 | 0.4 | 0.003 | 0.427 | 0.184 | 0.381 | 0.05 | 0.413 | 0 | 0.288 | 0.799 | 0.449 | 0
2024-12-19 09:00 | 0.603 | 0 | 0.597 | 0.068 | 0.579 | 0.021 | 0.505 | 0 | 0.547 | 0.158 | 0.542 | 0 | 0.552 | 0.007 | 0.463 | 0.791 | 0.585 | 0
2024-12-19 10:00 | 0.699 | 0 | 0.696 | 0.138 | 0.673 | 0.053 | 0.56 | 0 | 0.623 | 0.122 | 0.655 | 0.001 | 0.646 | 0.025 | 0.617 | 0.788 | 0.669 | 0
2024-12-19 11:00 | 0.75 | 0 | 0.746 | 0.192 | 0.717 | 0.06 | 0.614 | 0 | 0.658 | 0.088 | 0.719 | 0.043 | 0.692 | 0.031 | 0.71 | 0.801 | 0.733 | 0.002
2024-12-19 12:00 | 0.756 | 0.045 | 0.752 | 0.209 | 0.719 | 0.053 | 0.578 | 0.001 | 0.645 | 0.059 | 0.738 | 0.121 | 0.688 | 0.037 | 0.75 | 0.813 | 0.73 | 0.02
2024-12-19 13:00 | 0.72 | 0.149 | 0.715 | 0.197 | 0.676 | 0.06 | 0.428 | 0.002 | 0.585 | 0.054 | 0.714 | 0.22 | 0.637 | 0.069 | 0.745 | 0.822 | 0.684 | 0.054
2024-12-19 14:00 | 0.639 | 0.393 | 0.634 | 0.169 | 0.587 | 0.088 | 0.246 | 0 | 0.444 | 0.092 | 0.648 | 0.31 | 0.553 | 0.119 | 0.706 | 0.829 | 0.589 | 0.099
2024-12-19 15:00 | 0.514 | 0.497 | 0.506 | 0.132 | 0.456 | 0.101 | 0.151 | 0 | 0.282 | 0.161 | 0.537 | 0.37 | 0.43 | 0.123 | 0.613 | 0.825 | 0.437 | 0.12
2024-12-19 16:00 | 0.346 | 0.557 | 0.333 | 0.087 | 0.283 | 0.08 | 0.086 | 0.001 | 0.172 | 0.196 | 0.381 | 0.388 | 0.276 | 0.101 | 0.462 | 0.802 | 0.258 | 0.133
2024-12-19 17:00 | 0.154 | 0.61 | 0.129 | 0.055 | 0.092 | 0.069 | 0.033 | 0.003 | 0.089 | 0.169 | 0.189 | 0.369 | 0.103 | 0.124 | 0.272 | 0.755 | 0.098 | 0.122
2024-12-19 18:00 | 0.037 | 0.626 | 0.02 | 0.036 | 0.015 | 0.145 | 0.002 | 0.015 | 0.015 | 0.168 | 0.028 | 0.305 | 0.022 | 0.274 | 0.079 | 0.693 | 0.015 | 0.087
2024-12-19 19:00 | 0 | 0.594 | 0 | 0.021 | 0 | 0.334 | 0 | 0.037 | 0 | 0.183 | 0.001 | 0.344 | 0 | 0.416 | 0.015 | 0.591 | 0 | 0.051
2024-12-19 20:00 | 0 | 0.538 | 0 | 0.009 | 0 | 0.41 | 0 | 0.067 | 0 | 0.151 | 0 | 0.46 | 0 | 0.338 | 0 | 0.475 | 0 | 0.037
2024-12-19 21:00 | 0 | 0.513 | 0 | 0.005 | 0 | 0.347 | 0 | 0.112 | 0 | 0.121 | 0 | 0.556 | 0 | 0.198 | 0 | 0.424 | 0 | 0.035
2024-12-19 22:00 | 0 | 0.516 | 0 | 0.003 | 0 | 0.253 | 0 | 0.175 | 0 | 0.112 | 0 | 0.555 | 0 | 0.101 | 0 | 0.383 | 0 | 0.042
2024-12-19 23:00 | 0 | 0.539 | 0 | 0.002 | 0 | 0.18 | 0 | 0.233 | 0 | 0.132 | 0 | 0.445 | 0 | 0.059 | 0 | 0.342 | 0 | 0.062
2024-12-20 | 0 | 0.487 | 0 | 0.001 | 0 | 0.133 | 0 | 0.267 | 0 | 0.209 | 0 | 0.476 | 0 | 0.036 | 0 | 0.334 | 0 | 0.105
2024-12-20 01:00 | 0 | 0.398 | 0 | 0 | 0 | 0.109 | 0 | 0.318 | 0 | 0.424 | 0 | 0.538 | 0 | 0.013 | 0 | 0.311 | 0 | 0.173
2024-12-20 02:00 | 0 | 0.321 | 0 | 0.001 | 0 | 0.201 | 0 | 0.373 | 0 | 0.507 | 0 | 0.476 | 0 | 0.023 | 0 | 0.252 | 0 | 0.236
2024-12-20 03:00 | 0 | 0.243 | 0 | 0.004 | 0 | 0.391 | 0 | 0.341 | 0 | 0.401 | 0 | 0.376 | 0 | 0.146 | 0 | 0.201 | 0 | 0.317
2024-12-20 04:00 | 0 | 0.138 | 0 | 0.003 | 0 | 0.47 | 0 | 0.308 | 0 | 0.332 | 0 | 0.294 | 0 | 0.317 | 0 | 0.179 | 0 | 0.404
2024-12-20 05:00 | 0.014 | 0.079 | 0.006 | 0.001 | 0.009 | 0.445 | 0.007 | 0.27 | 0.008 | 0.295 | 0 | 0.261 | 0.006 | 0.341 | 0 | 0.182 | 0.026 | 0.423
2024-12-20 06:00 | 0.094 | 0.029 | 0.078 | 0.002 | 0.079 | 0.343 | 0.083 | 0.272 | 0.066 | 0.215 | 0.03 | 0.253 | 0.077 | 0.233 | 0.042 | 0.223 | 0.118 | 0.48
2024-12-20 07:00 | 0.228 | 0.012 | 0.218 | 0 | 0.238 | 0.522 | 0.248 | 0.252 | 0.126 | 0.111 | 0.176 | 0.254 | 0.218 | 0.334 | 0.149 | 0.339 | 0.303 | 0.527
2024-12-20 08:00 | 0.399 | 0.074 | 0.38 | 0.003 | 0.372 | 0.444 | 0.425 | 0.2 | 0.27 | 0.02 | 0.375 | 0.185 | 0.335 | 0.245 | 0.31 | 0.379 | 0.474 | 0.479
2024-12-20 09:00 | 0.549 | 0.284 | 0.488 | 0.081 | 0.435 | 0.253 | 0.56 | 0.186 | 0.457 | 0.01 | 0.538 | 0.102 | 0.425 | 0.101 | 0.509 | 0.362 | 0.604 | 0.425
2024-12-20 10:00 | 0.621 | 0.56 | 0.544 | 0.182 | 0.47 | 0.115 | 0.647 | 0.227 | 0.61 | 0.002 | 0.65 | 0.039 | 0.515 | 0.037 | 0.642 | 0.32 | 0.683 | 0.328
2024-12-20 11:00 | 0.639 | 0.772 | 0.6 | 0.246 | 0.532 | 0.041 | 0.685 | 0.273 | 0.673 | 0.001 | 0.712 | 0.057 | 0.595 | 0.013 | 0.723 | 0.289 | 0.717 | 0.22
2024-12-20 12:00 | 0.615 | 0.86 | 0.657 | 0.255 | 0.607 | 0.051 | 0.668 | 0.238 | 0.674 | 0.001 | 0.73 | 0.117 | 0.62 | 0.027 | 0.777 | 0.282 | 0.697 | 0.238
2024-12-20 13:00 | 0.584 | 0.876 | 0.642 | 0.261 | 0.592 | 0.137 | 0.598 | 0.131 | 0.598 | 0.008 | 0.704 | 0.168 | 0.476 | 0.152 | 0.783 | 0.282 | 0.619 | 0.289
2024-12-20 14:00 | 0.516 | 0.867 | 0.558 | 0.282 | 0.404 | 0.304 | 0.468 | 0.039 | 0.402 | 0.201 | 0.615 | 0.201 | 0.286 | 0.343 | 0.743 | 0.271 | 0.515 | 0.342
2024-12-20 15:00 | 0.443 | 0.859 | 0.403 | 0.31 | 0.224 | 0.249 | 0.335 | 0.024 | 0.24 | 0.243 | 0.476 | 0.241 | 0.206 | 0.201 | 0.636 | 0.259 | 0.385 | 0.302
2024-12-20 16:00 | 0.313 | 0.849 | 0.238 | 0.289 | 0.136 | 0.088 | 0.202 | 0.045 | 0.198 | 0.094 | 0.322 | 0.274 | 0.132 | 0.03 | 0.481 | 0.253 | 0.227 | 0.22
2024-12-20 17:00 | 0.158 | 0.829 | 0.11 | 0.211 | 0.074 | 0.042 | 0.082 | 0.083 | 0.103 | 0.025 | 0.175 | 0.294 | 0.068 | 0.004 | 0.282 | 0.278 | 0.093 | 0.643
2024-12-20 18:00 | 0.044 | 0.783 | 0.023 | 0.157 | 0.015 | 0.021 | 0.007 | 0.119 | 0.016 | 0.013 | 0.052 | 0.345 | 0.014 | 0.001 | 0.077 | 0.291 | 0.011 | 0.917
2024-12-20 19:00 | 0 | 0.62 | 0 | 0.126 | 0 | 0.008 | 0 | 0.141 | 0 | 0.008 | 0.002 | 0.429 | 0 | 0.001 | 0.014 | 0.274 | 0 | 0.95
2024-12-20 20:00 | 0 | 0.429 | 0 | 0.175 | 0 | 0.004 | 0 | 0.133 | 0 | 0.003 | 0 | 0.463 | 0 | 0.001 | 0 | 0.248 | 0 | 0.972
2024-12-20 21:00 | 0 | 0.31 | 0 | 0.476 | 0 | 0.013 | 0 | 0.134 | 0 | 0.002 | 0 | 0.549 | 0 | 0.001 | 0 | 0.251 | 0 | 0.974
2024-12-20 22:00 | 0 | 0.231 | 0 | 0.69 | 0 | 0.07 | 0 | 0.141 | 0 | 0.008 | 0 | 0.627 | 0 | 0.025 | 0 | 0.25 | 0 | 0.964
2024-12-20 23:00 | 0 | 0.172 | 0 | 0.755 | 0 | 0.136 | 0 | 0.155 | 0 | 0.02 | 0 | 0.618 | 0 | 0.07 | 0 | 0.217 | 0 | 0.957
2024-12-21 | 0 | 0.158 | 0 | 0.687 | 0 | 0.163 | 0 | 0.177 | 0 | 0.035 | 0 | 0.484 | 0 | 0.099 | 0 | 0.209 | 0 | 0.96
2024-12-21 01:00 | 0 | 0.156 | 0 | 0.541 | 0 | 0.144 | 0 | 0.182 | 0 | 0.052 | 0 | 0.37 | 0 | 0.107 | 0 | 0.205 | 0 | 0.946
2024-12-21 02:00 | 0 | 0.145 | 0 | 0.401 | 0 | 0.107 | 0 | 0.178 | 0 | 0.059 | 0 | 0.32 | 0 | 0.1 | 0 | 0.199 | 0 | 0.879
2024-12-21 03:00 | 0 | 0.126 | 0 | 0.27 | 0 | 0.084 | 0 | 0.183 | 0 | 0.096 | 0 | 0.323 | 0 | 0.088 | 0 | 0.197 | 0 | 0.757
2024-12-21 04:00 | 0 | 0.097 | 0 | 0.184 | 0 | 0.067 | 0 | 0.218 | 0 | 0.192 | 0 | 0.355 | 0 | 0.088 | 0 | 0.208 | 0 | 0.624
2024-12-21 05:00 | 0.014 | 0.052 | 0.004 | 0.167 | 0.006 | 0.041 | 0.008 | 0.27 | 0.01 | 0.297 | 0 | 0.375 | 0.002 | 0.102 | 0 | 0.212 | 0.01 | 0.516
2024-12-21 06:00 | 0.091 | 0.022 | 0.055 | 0.144 | 0.089 | 0.017 | 0.087 | 0.266 | 0.097 | 0.231 | 0.046 | 0.303 | 0.078 | 0.072 | 0.026 | 0.183 | 0.06 | 0.535
2024-12-21 07:00 | 0.249 | 0.009 | 0.139 | 0.127 | 0.217 | 0.027 | 0.232 | 0.491 | 0.223 | 0.309 | 0.166 | 0.296 | 0.211 | 0.038 | 0.171 | 0.203 | 0.138 | 0.642
2024-12-21 08:00 | 0.404 | 0.018 | 0.24 | 0.073 | 0.344 | 0.079 | 0.378 | 0.541 | 0.33 | 0.402 | 0.336 | 0.17 | 0.328 | 0.017 | 0.384 | 0.141 | 0.237 | 0.664
2024-12-21 09:00 | 0.558 | 0.059 | 0.322 | 0.016 | 0.428 | 0.107 | 0.486 | 0.532 | 0.422 | 0.413 | 0.518 | 0.046 | 0.398 | 0.023 | 0.564 | 0.072 | 0.333 | 0.644
2024-12-21 10:00 | 0.669 | 0.131 | 0.408 | 0.007 | 0.46 | 0.094 | 0.564 | 0.51 | 0.476 | 0.348 | 0.63 | 0.02 | 0.409 | 0.034 | 0.694 | 0.042 | 0.38 | 0.622
2024-12-21 11:00 | 0.672 | 0.228 | 0.43 | 0.008 | 0.474 | 0.084 | 0.6 | 0.468 | 0.479 | 0.214 | 0.695 | 0.019 | 0.373 | 0.054 | 0.773 | 0.025 | 0.412 | 0.59
2024-12-21 12:00 | 0.737 | 0.332 | 0.389 | 0.003 | 0.441 | 0.09 | 0.585 | 0.431 | 0.451 | 0.117 | 0.715 | 0.019 | 0.313 | 0.069 | 0.806 | 0.023 | 0.45 | 0.529
2024-12-21 13:00 | 0.725 | 0.468 | 0.386 | 0 | 0.399 | 0.1 | 0.516 | 0.41 | 0.409 | 0.068 | 0.69 | 0.014 | 0.288 | 0.076 | 0.794 | 0.049 | 0.436 | 0.434
2024-12-21 14:00 | 0.641 | 0.622 | 0.364 | 0 | 0.301 | 0.106 | 0.419 | 0.402 | 0.316 | 0.043 | 0.566 | 0.009 | 0.249 | 0.079 | 0.736 | 0.172 | 0.4 | 0.334
2024-12-21 15:00 | 0.523 | 0.755 | 0.284 | 0 | 0.21 | 0.102 | 0.321 | 0.408 | 0.237 | 0.04 | 0.375 | 0.013 | 0.206 | 0.069 | 0.631 | 0.328 | 0.318 | 0.249
2024-12-21 16:00 | 0.354 | 0.853 | 0.204 | 0.001 | 0.137 | 0.076 | 0.202 | 0.432 | 0.129 | 0.058 | 0.256 | 0.034 | 0.156 | 0.051 | 0.476 | 0.449 | 0.179 | 0.18
2024-12-21 17:00 | 0.158 | 0.907 | 0.108 | 0.008 | 0.073 | 0.065 | 0.087 | 0.486 | 0.056 | 0.112 | 0.126 | 0.08 | 0.077 | 0.061 | 0.274 | 0.528 | 0.067 | 0.123
2024-12-21 18:00 | 0.035 | 0.926 | 0.019 | 0.02 | 0.014 | 0.11 | 0.008 | 0.432 | 0.005 | 0.251 | 0.046 | 0.176 | 0.015 | 0.132 | 0.083 | 0.574 | 0.007 | 0.078
2024-12-21 19:00 | 0 | 0.895 | 0 | 0.042 | 0 | 0.303 | 0 | 0.425 | 0 | 0.404 | 0.001 | 0.352 | 0 | 0.319 | 0.014 | 0.538 | 0 | 0.044
2024-12-21 20:00 | 0 | 0.866 | 0 | 0.068 | 0 | 0.496 | 0 | 0.49 | 0 | 0.464 | 0 | 0.552 | 0 | 0.472 | 0 | 0.457 | 0 | 0.026
2024-12-21 21:00 | 0 | 0.845 | 0 | 0.049 | 0 | 0.574 | 0 | 0.547 | 0 | 0.456 | 0 | 0.639 | 0 | 0.537 | 0 | 0.467 | 0 | 0.017
2024-12-21 22:00 | 0 | 0.798 | 0 | 0.022 | 0 | 0.574 | 0 | 0.55 | 0 | 0.422 | 0 | 0.637 | 0 | 0.541 | 0 | 0.369 | 0 | 0.007
2024-12-21 23:00 | 0 | 0.733 | 0 | 0.013 | 0 | 0.453 | 0 | 0.499 | 0 | 0.265 | 0 | 0.58 | 0 | 0.432 | 0 | 0.311 | 0 | 0.002
2024-12-22 | 0 | 0.685 | 0 | 0.028 | 0 | 0.305 | 0 | 0.352 | 0 | 0.185 | 0 | 0.494 | 0 | 0.3 | 0 | 0.337 | 0 | 0.001
2024-12-22 01:00 | 0 | 0.638 | 0 | 0.074 | 0 | 0.187 | 0 | 0.279 | 0 | 0.21 | 0 | 0.447 | 0 | 0.164 | 0 | 0.383 | 0 | 0.001
2024-12-22 02:00 | 0 | 0.55 | 0 | 0.137 | 0 | 0.126 | 0 | 0.32 | 0 | 0.281 | 0 | 0.406 | 0 | 0.101 | 0 | 0.352 | 0 | 0.001
2024-12-22 03:00 | 0 | 0.425 | 0 | 0.169 | 0 | 0.147 | 0 | 0.328 | 0 | 0.254 | 0 | 0.379 | 0 | 0.111 | 0 | 0.27 | 0 | 0.004
2024-12-22 04:00 | 0 | 0.293 | 0 | 0.187 | 0 | 0.171 | 0 | 0.294 | 0 | 0.155 | 0 | 0.377 | 0 | 0.15 | 0 | 0.192 | 0 | 0.006
2024-12-22 05:00 | 0.013 | 0.188 | 0.007 | 0.225 | 0.003 | 0.16 | 0.007 | 0.267 | 0.007 | 0.085 | 0 | 0.403 | 0.004 | 0.175 | 0 | 0.125 | 0.008 | 0.01
2024-12-22 06:00 | 0.08 | 0.085 | 0.081 | 0.332 | 0.07 | 0.164 | 0.083 | 0.278 | 0.081 | 0.042 | 0.03 | 0.315 | 0.072 | 0.241 | 0.027 | 0.084 | 0.052 | 0.027
2024-12-22 07:00 | 0.263 | 0.035 | 0.212 | 0.321 | 0.224 | 0.146 | 0.229 | 0.227 | 0.21 | 0.015 | 0.166 | 0.625 | 0.194 | 0.28 | 0.167 | 0.064 | 0.121 | 0.068
2024-12-22 08:00 | 0.442 | 0.019 | 0.34 | 0.239 | 0.38 | 0.165 | 0.393 | 0.134 | 0.368 | 0.03 | 0.356 | 0.688 | 0.31 | 0.266 | 0.377 | 0.043 | 0.225 | 0.119
2024-12-22 09:00 | 0.58 | 0.02 | 0.471 | 0.201 | 0.493 | 0.225 | 0.542 | 0.042 | 0.46 | 0.089 | 0.514 | 0.673 | 0.447 | 0.241 | 0.558 | 0.068 | 0.403 | 0.18
2024-12-22 10:00 | 0.667 | 0.007 | 0.544 | 0.19 | 0.549 | 0.27 | 0.606 | 0.007 | 0.531 | 0.139 | 0.626 | 0.663 | 0.505 | 0.221 | 0.69 | 0.133 | 0.6 | 0.251
2024-12-22 11:00 | 0.714 | 0 | 0.6 | 0.176 | 0.564 | 0.254 | 0.63 | 0.001 | 0.589 | 0.151 | 0.692 | 0.633 | 0.531 | 0.18 | 0.774 | 0.151 | 0.722 | 0.297
2024-12-22 12:00 | 0.722 | 0 | 0.596 | 0.194 | 0.541 | 0.194 | 0.627 | 0 | 0.597 | 0.126 | 0.712 | 0.579 | 0.531 | 0.122 | 0.81 | 0.123 | 0.723 | 0.356
2024-12-22 13:00 | 0.687 | 0 | 0.547 | 0.255 | 0.491 | 0.142 | 0.573 | 0 | 0.56 | 0.095 | 0.69 | 0.51 | 0.494 | 0.079 | 0.8 | 0.1 | 0.665 | 0.448
2024-12-22 14:00 | 0.597 | 0.161 | 0.484 | 0.286 | 0.411 | 0.1 | 0.505 | 0 | 0.475 | 0.068 | 0.627 | 0.439 | 0.433 | 0.051 | 0.742 | 0.119 | 0.551 | 0.541
2024-12-22 15:00 | 0.434 | 0.388 | 0.405 | 0.264 | 0.323 | 0.079 | 0.388 | 0.001 | 0.367 | 0.044 | 0.519 | 0.372 | 0.348 | 0.037 | 0.635 | 0.184 | 0.405 | 0.559
2024-12-22 16:00 | 0.275 | 0.544 | 0.281 | 0.233 | 0.219 | 0.079 | 0.24 | 0.004 | 0.236 | 0.024 | 0.369 | 0.305 | 0.24 | 0.035 | 0.479 | 0.244 | 0.249 | 0.497
2024-12-22 17:00 | 0.141 | 0.668 | 0.133 | 0.239 | 0.11 | 0.07 | 0.09 | 0.02 | 0.104 | 0.007 | 0.187 | 0.243 | 0.12 | 0.022 | 0.28 | 0.251 | 0.104 | 0.389
2024-12-22 18:00 | 0.042 | 0.564 | 0.035 | 0.31 | 0.021 | 0.054 | 0.011 | 0.063 | 0.016 | 0.003 | 0.033 | 0.192 | 0.026 | 0.008 | 0.073 | 0.225 | 0.014 | 0.289
2024-12-22 19:00 | 0 | 0.154 | 0 | 0.491 | 0 | 0.032 | 0 | 0.118 | 0 | 0.005 | 0.001 | 0.217 | 0 | 0.001 | 0.012 | 0.155 | 0 | 0.253
2024-12-22 20:00 | 0 | 0.178 | 0 | 0.57 | 0 | 0.009 | 0 | 0.146 | 0 | 0.011 | 0 | 0.362 | 0 | 0 | 0 | 0.07 | 0 | 0.267
2024-12-22 21:00 | 0 | 0.805 | 0 | 0.513 | 0 | 0.004 | 0 | 0.171 | 0 | 0.035 | 0 | 0.517 | 0 | 0 | 0 | 0.015 | 0 | 0.323
2024-12-22 22:00 | 0 | 0.846 | 0 | 0.447 | 0 | 0.013 | 0 | 0.173 | 0 | 0.068 | 0 | 0.536 | 0 | 0.024 | 0 | 0.001 | 0 | 0.404
2024-12-22 23:00 | 0 | 0.862 | 0 | 0.378 | 0 | 0.033 | 0 | 0.127 | 0 | 0.086 | 0 | 0.429 | 0 | 0.073 | 0 | 0 | 0 | 0.471
2024-12-23 | 0 | 0.897 | 0 | 0.281 | 0 | 0.046 | 0 | 0.1 | 0 | 0.069 | 0 | 0.274 | 0 | 0.101 | 0 | 0 | 0 | 0.498
2024-12-23 01:00 | 0 | 0.834 | 0 | 0.241 | 0 | 0.042 | 0 | 0.086 | 0 | 0.025 | 0 | 0.167 | 0 | 0.096 | 0 | 0.007 | 0 | 0.459
2024-12-23 02:00 | 0 | 0.581 | 0 | 0.238 | 0 | 0.023 | 0 | 0.083 | 0 | 0.003 | 0 | 0.11 | 0 | 0.066 | 0 | 0.021 | 0 | 0.444
2024-12-23 03:00 | 0 | 0.418 | 0 | 0.279 | 0 | 0.009 | 0 | 0.083 | 0 | 0.013 | 0 | 0.069 | 0 | 0.035 | 0 | 0.048 | 0 | 0.432
2024-12-23 04:00 | 0 | 0.43 | 0 | 0.311 | 0 | 0.005 | 0 | 0.08 | 0 | 0.052 | 0 | 0.019 | 0 | 0.018 | 0 | 0.098 | 0 | 0.408
2024-12-23 05:00 | 0.013 | 0.426 | 0.007 | 0.32 | 0.007 | 0.007 | 0.007 | 0.074 | 0.008 | 0.088 | 0 | 0 | 0.005 | 0.012 | 0 | 0.164 | 0.025 | 0.346
2024-12-23 06:00 | 0.084 | 0.586 | 0.059 | 0.252 | 0.059 | 0.008 | 0.061 | 0.067 | 0.068 | 0.065 | 0.039 | 0 | 0.054 | 0.006 | 0.039 | 0.254 | 0.113 | 0.222
2024-12-23 07:00 | 0.248 | 0.661 | 0.243 | 0.418 | 0.25 | 0.032 | 0.252 | 0.037 | 0.263 | 0.12 | 0.164 | 0.007 | 0.229 | 0.015 | 0.17 | 0.467 | 0.292 | 0.097
2024-12-23 08:00 | 0.437 | 0.637 | 0.422 | 0.59 | 0.435 | 0.076 | 0.433 | 0.004 | 0.447 | 0.121 | 0.341 | 0.112 | 0.414 | 0.042 | 0.344 | 0.647 | 0.46 | 0.046
2024-12-23 09:00 | 0.583 | 0.616 | 0.566 | 0.562 | 0.58 | 0.09 | 0.571 | 0 | 0.588 | 0.124 | 0.491 | 0.295 | 0.561 | 0.045 | 0.505 | 0.765 | 0.583 | 0.049
2024-12-23 10:00 | 0.69 | 0.657 | 0.662 | 0.537 | 0.671 | 0.095 | 0.66 | 0 | 0.678 | 0.129 | 0.6 | 0.398 | 0.656 | 0.036 | 0.623 | 0.844 | 0.662 | 0.074
2024-12-23 11:00 | 0.744 | 0.75 | 0.72 | 0.488 | 0.708 | 0.101 | 0.701 | 0 | 0.719 | 0.135 | 0.672 | 0.463 | 0.7 | 0.03 | 0.749 | 0.877 | 0.697 | 0.09
2024-12-23 12:00 | 0.752 | 0.829 | 0.73 | 0.41 | 0.706 | 0.098 | 0.699 | 0 | 0.71 | 0.14 | 0.689 | 0.473 | 0.696 | 0.028 | 0.78 | 0.881 | 0.695 | 0.097
2024-12-23 13:00 | 0.72 | 0.866 | 0.697 | 0.337 | 0.664 | 0.084 | 0.649 | 0 | 0.65 | 0.137 | 0.678 | 0.467 | 0.65 | 0.025 | 0.726 | 0.857 | 0.656 | 0.115
2024-12-23 14:00 | 0.644 | 0.844 | 0.617 | 0.277 | 0.576 | 0.067 | 0.54 | 0 | 0.553 | 0.126 | 0.619 | 0.464 | 0.557 | 0.021 | 0.579 | 0.806 | 0.567 | 0.146
2024-12-23 15:00 | 0.521 | 0.815 | 0.484 | 0.233 | 0.445 | 0.053 | 0.401 | 0 | 0.419 | 0.11 | 0.516 | 0.447 | 0.427 | 0.017 | 0.467 | 0.69 | 0.433 | 0.181
2024-12-23 16:00 | 0.352 | 0.772 | 0.27 | 0.265 | 0.279 | 0.041 | 0.215 | 0.001 | 0.253 | 0.094 | 0.348 | 0.402 | 0.272 | 0.012 | 0.316 | 0.53 | 0.263 | 0.196
2024-12-23 17:00 | 0.159 | 0.615 | 0.101 | 0.383 | 0.104 | 0.028 | 0.081 | 0.004 | 0.091 | 0.083 | 0.182 | 0.367 | 0.112 | 0.007 | 0.199 | 0.401 | 0.094 | 0.139
2024-12-23 18:00 | 0.038 | 0.37 | 0.019 | 0.386 | 0.021 | 0.017 | 0.007 | 0.011 | 0.014 | 0.093 | 0.047 | 0.379 | 0.024 | 0.003 | 0.073 | 0.294 | 0.015 | 0.058
2024-12-23 19:00 | 0 | 0.192 | 0 | 0.221 | 0 | 0.007 | 0 | 0.022 | 0 | 0.113 | 0.001 | 0.547 | 0 | 0.001 | 0.007 | 0.194 | 0 | 0.025
2024-12-23 20:00 | 0 | 0.1 | 0 | 0.094 | 0 | 0.002 | 0 | 0.022 | 0 | 0.11 | 0 | 0.642 | 0 | 0 | 0 | 0.108 | 0 | 0.125
2024-12-23 21:00 | 0 | 0.024 | 0 | 0.037 | 0 | 0.001 | 0 | 0.017 | 0 | 0.089 | 0 | 0.621 | 0 | 0 | 0 | 0.061 | 0 | 0.286
2024-12-23 22:00 | 0 | 0 | 0 | 0.006 | 0 | 0.001 | 0 | 0.01 | 0 | 0.062 | 0 | 0.618 | 0 | 0 | 0 | 0.034 | 0 | 0.416
2024-12-23 23:00 | 0 | 0 | 0 | 0.015 | 0 | 0.001 | 0 | 0.009 | 0 | 0.041 | 0 | 0.606 | 0 | 0 | 0 | 0.026 | 0 | 0.59
2024-12-24 | 0 | 0 | 0 | 0.101 | 0 | 0 | 0 | 0.012 | 0 | 0.031 | 0 | 0.603 | 0 | 0 | 0 | 0.042 | 0 | 0.721
2024-12-24 01:00 | 0 | 0 | 0 | 0.247 | 0 | 0 | 0 | 0.02 | 0 | 0.03 | 0 | 0.578 | 0 | 0 | 0 | 0.054 | 0 | 0.768
2024-12-24 02:00 | 0 | 0 | 0 | 0.341 | 0 | 0 | 0 | 0.037 | 0 | 0.031 | 0 | 0.525 | 0 | 0 | 0 | 0.068 | 0 | 0.726
2024-12-24 03:00 | 0 | 0.001 | 0 | 0.41 | 0 | 0 | 0 | 0.054 | 0 | 0.033 | 0 | 0.43 | 0 | 0 | 0 | 0.088 | 0 | 0.59
2024-12-24 04:00 | 0 | 0.003 | 0 | 0.469 | 0 | 0 | 0 | 0.056 | 0 | 0.036 | 0 | 0.323 | 0 | 0.002 | 0 | 0.104 | 0 | 0.388
2024-12-24 05:00 | 0.013 | 0.013 | 0.007 | 0.464 | 0.007 | 0 | 0.008 | 0.05 | 0.009 | 0.033 | 0 | 0.22 | 0.005 | 0.008 | 0 | 0.141 | 0.024 | 0.141
2024-12-24 06:00 | 0.092 | 0.071 | 0.059 | 0.341 | 0.064 | 0 | 0.065 | 0.026 | 0.068 | 0.01 | 0.029 | 0.144 | 0.056 | 0.005 | 0.044 | 0.195 | 0.121 | 0.017
2024-12-24 07:00 | 0.23 | 0.112 | 0.24 | 0.636 | 0.244 | 0.001 | 0.248 | 0.052 | 0.258 | 0 | 0.17 | 0.1 | 0.228 | 0.005 | 0.174 | 0.323 | 0.299 | 0.002
2024-12-24 08:00 | 0.372 | 0.1 | 0.423 | 0.757 | 0.415 | 0.052 | 0.424 | 0.011 | 0.438 | 0.018 | 0.373 | 0.079 | 0.406 | 0.027 | 0.352 | 0.488 | 0.463 | 0
2024-12-24 09:00 | 0.527 | 0.076 | 0.558 | 0.77 | 0.551 | 0.067 | 0.559 | 0.001 | 0.578 | 0.053 | 0.539 | 0.101 | 0.546 | 0.035 | 0.414 | 0.656 | 0.585 | 0.002
2024-12-24 10:00 | 0.64 | 0.076 | 0.631 | 0.785 | 0.632 | 0.074 | 0.647 | 0 | 0.669 | 0.095 | 0.65 | 0.149 | 0.645 | 0.039 | 0.48 | 0.755 | 0.651 | 0.035
2024-12-24 11:00 | 0.706 | 0.106 | 0.65 | 0.798 | 0.669 | 0.089 | 0.689 | 0 | 0.713 | 0.14 | 0.72 | 0.22 | 0.685 | 0.057 | 0.427 | 0.796 | 0.679 | 0.118
2024-12-24 12:00 | 0.732 | 0.17 | 0.634 | 0.801 | 0.693 | 0.113 | 0.674 | 0 | 0.703 | 0.171 | 0.742 | 0.316 | 0.67 | 0.086 | 0.472 | 0.803 | 0.628 | 0.22
2024-12-24 13:00 | 0.714 | 0.267 | 0.615 | 0.792 | 0.633 | 0.131 | 0.602 | 0 | 0.65 | 0.174 | 0.719 | 0.436 | 0.607 | 0.107 | 0.541 | 0.782 | 0.548 | 0.302
2024-12-24 14:00 | 0.637 | 0.343 | 0.519 | 0.799 | 0.509 | 0.139 | 0.413 | 0 | 0.551 | 0.154 | 0.652 | 0.557 | 0.499 | 0.109 | 0.541 | 0.777 | 0.491 | 0.313
2024-12-24 15:00 | 0.513 | 0.367 | 0.29 | 0.782 | 0.364 | 0.134 | 0.257 | 0 | 0.401 | 0.126 | 0.539 | 0.642 | 0.348 | 0.099 | 0.465 | 0.8 | 0.403 | 0.288
2024-12-24 16:00 | 0.342 | 0.362 | 0.168 | 0.731 | 0.252 | 0.115 | 0.157 | 0 | 0.243 | 0.097 | 0.381 | 0.649 | 0.226 | 0.08 | 0.377 | 0.78 | 0.241 | 0.249
2024-12-24 17:00 | 0.157 | 0.343 | 0.078 | 0.635 | 0.11 | 0.077 | 0.061 | 0 | 0.093 | 0.064 | 0.193 | 0.604 | 0.109 | 0.053 | 0.227 | 0.728 | 0.096 | 0.204
2024-12-24 18:00 | 0.044 | 0.31 | 0.016 | 0.467 | 0.023 | 0.04 | 0.005 | 0.008 | 0.015 | 0.036 | 0.038 | 0.547 | 0.023 | 0.03 | 0.103 | 0.66 | 0.008 | 0.186
2024-12-24 19:00 | 0 | 0.219 | 0 | 0.309 | 0 | 0.026 | 0 | 0.047 | 0 | 0.028 | 0.001 | 0.565 | 0 | 0.028 | 0.017 | 0.551 | 0 | 0.2
2024-12-24 20:00 | 0 | 0.169 | 0 | 0.227 | 0 | 0.025 | 0 | 0.101 | 0 | 0.054 | 0 | 0.653 | 0 | 0.036 | 0 | 0.417 | 0 | 0.185
2024-12-24 21:00 | 0 | 0.113 | 0 | 0.21 | 0 | 0.034 | 0 | 0.161 | 0 | 0.114 | 0 | 0.651 | 0 | 0.038 | 0 | 0.368 | 0 | 0.112
2024-12-24 22:00 | 0 | 0.071 | 0 | 0.192 | 0 | 0.043 | 0 | 0.209 | 0 | 0.163 | 0 | 0.608 | 0 | 0.024 | 0 | 0.38 | 0 | 0.056
2024-12-24 23:00 | 0 | 0.054 | 0 | 0.158 | 0 | 0.041 | 0 | 0.264 | 0 | 0.199 | 0 | 0.556 | 0 | 0.005 | 0 | 0.406 | 0 | 0.039
2024-12-25 | 0 | 0.05 | 0 | 0.134 | 0 | 0.048 | 0 | 0.293 | 0 | 0.235 | 0 | 0.484 | 0 | 0.001 | 0 | 0.471 | 0 | 0.079
2024-12-25 01:00 | 0 | 0.048 | 0 | 0.086 | 0 | 0.041 | 0 | 0.271 | 0 | 0.27 | 0 | 0.437 | 0 | 0.004 | 0 | 0.527 | 0 | 0.155
2024-12-25 02:00 | 0 | 0.047 | 0 | 0.026 | 0 | 0.035 | 0 | 0.252 | 0 | 0.322 | 0 | 0.433 | 0 | 0.011 | 0 | 0.57 | 0 | 0.184
2024-12-25 03:00 | 0 | 0.049 | 0 | 0.002 | 0 | 0.016 | 0 | 0.278 | 0 | 0.314 | 0 | 0.388 | 0 | 0.02 | 0 | 0.655 | 0 | 0.184
2024-12-25 04:00 | 0 | 0.044 | 0 | 0 | 0 | 0.045 | 0 | 0.365 | 0 | 0.179 | 0 | 0.289 | 0 | 0.107 | 0 | 0.721 | 0 | 0.218
2024-12-25 05:00 | 0.013 | 0.032 | 0.006 | 0 | 0.004 | 0.089 | 0.008 | 0.401 | 0.006 | 0.065 | 0 | 0.201 | 0.004 | 0.191 | 0 | 0.77 | 0.024 | 0.286
2024-12-25 06:00 | 0.089 | 0.013 | 0.052 | 0 | 0.077 | 0.11 | 0.066 | 0.221 | 0.069 | 0.011 | 0.03 | 0.177 | 0.06 | 0.121 | 0.042 | 0.797 | 0.115 | 0.35
2024-12-25 07:00 | 0.246 | 0.018 | 0.24 | 0.023 | 0.225 | 0.077 | 0.244 | 0.131 | 0.175 | 0.006 | 0.17 | 0.112 | 0.224 | 0.054 | 0.144 | 0.876 | 0.258 | 0.283
2024-12-25 08:00 | 0.438 | 0.057 | 0.431 | 0.117 | 0.411 | 0.058 | 0.419 | 0.03 | 0.342 | 0.02 | 0.383 | 0.071 | 0.407 | 0.07 | 0.288 | 0.964 | 0.438 | 0.196
2024-12-25 09:00 | 0.587 | 0.109 | 0.576 | 0.245 | 0.571 | 0.14 | 0.554 | 0.002 | 0.536 | 0.053 | 0.554 | 0.067 | 0.552 | 0.13 | 0.353 | 0.974 | 0.589 | 0.102
2024-12-25 10:00 | 0.693 | 0.159 | 0.67 | 0.391 | 0.666 | 0.213 | 0.642 | 0 | 0.642 | 0.086 | 0.672 | 0.078 | 0.645 | 0.152 | 0.31 | 0.981 | 0.665 | 0.094
2024-12-25 11:00 | 0.754 | 0.206 | 0.719 | 0.508 | 0.711 | 0.201 | 0.676 | 0 | 0.694 | 0.091 | 0.739 | 0.102 | 0.689 | 0.122 | 0.26 | 0.979 | 0.689 | 0.137
2024-12-25 12:00 | 0.763 | 0.259 | 0.731 | 0.583 | 0.702 | 0.153 | 0.653 | 0 | 0.7 | 0.074 | 0.758 | 0.161 | 0.689 | 0.086 | 0.346 | 0.975 | 0.676 | 0.146
2024-12-25 13:00 | 0.723 | 0.378 | 0.697 | 0.635 | 0.63 | 0.114 | 0.58 | 0.001 | 0.658 | 0.058 | 0.733 | 0.274 | 0.638 | 0.061 | 0.389 | 0.972 | 0.595 | 0.124
2024-12-25 14:00 | 0.644 | 0.529 | 0.619 | 0.672 | 0.516 | 0.082 | 0.458 | 0.008 | 0.57 | 0.047 | 0.664 | 0.415 | 0.533 | 0.041 | 0.544 | 0.967 | 0.479 | 0.084
2024-12-25 15:00 | 0.519 | 0.6 | 0.49 | 0.666 | 0.378 | 0.056 | 0.336 | 0.035 | 0.435 | 0.037 | 0.548 | 0.525 | 0.405 | 0.023 | 0.537 | 0.959 | 0.362 | 0.065
2024-12-25 16:00 | 0.35 | 0.525 | 0.322 | 0.613 | 0.254 | 0.038 | 0.202 | 0.077 | 0.263 | 0.03 | 0.389 | 0.586 | 0.232 | 0.011 | 0.457 | 0.937 | 0.215 | 0.057
2024-12-25 17:00 | 0.16 | 0.391 | 0.135 | 0.594 | 0.111 | 0.02 | 0.073 | 0.103 | 0.094 | 0.022 | 0.199 | 0.621 | 0.103 | 0.003 | 0.29 | 0.898 | 0.101 | 0.05
2024-12-25 18:00 | 0.039 | 0.317 | 0.034 | 0.602 | 0.022 | 0.012 | 0.006 | 0.093 | 0.015 | 0.026 | 0.03 | 0.63 | 0.023 | 0.001 | 0.095 | 0.842 | 0.015 | 0.056
2024-12-25 19:00 | 0 | 0.307 | 0 | 0.646 | 0 | 0.029 | 0 | 0.08 | 0 | 0.054 | 0.001 | 0.618 | 0 | 0.012 | 0.017 | 0.724 | 0 | 0.054
2024-12-25 20:00 | 0 | 0.324 | 0 | 0.662 | 0 | 0.072 | 0 | 0.077 | 0 | 0.121 | 0 | 0.649 | 0 | 0.084 | 0 | 0.499 | 0 | 0.043
2024-12-25 21:00 | 0 | 0.501 | 0 | 0.682 | 0 | 0.128 | 0 | 0.103 | 0 | 0.215 | 0 | 0.649 | 0 | 0.206 | 0 | 0.278 | 0 | 0.039
2024-12-25 22:00 | 0 | 0.732 | 0 | 0.639 | 0 | 0.168 | 0 | 0.124 | 0 | 0.278 | 0 | 0.675 | 0 | 0.319 | 0 | 0.177 | 0 | 0.037
2024-12-25 23:00 | 0 | 0.851 | 0 | 0.593 | 0 | 0.135 | 0 | 0.134 | 0 | 0.24 | 0 | 0.739 | 0 | 0.297 | 0 | 0.153 | 0 | 0.038
2024-12-26 | 0 | 0.874 | 0 | 0.523 | 0 | 0.073 | 0 | 0.14 | 0 | 0.158 | 0 | 0.793 | 0 | 0.213 | 0 | 0.167 | 0 | 0.054
2024-12-26 01:00 | 0 | 0.833 | 0 | 0.407 | 0 | 0.032 | 0 | 0.133 | 0 | 0.094 | 0 | 0.772 | 0 | 0.142 | 0 | 0.191 | 0 | 0.126
2024-12-26 02:00 | 0 | 0.811 | 0 | 0.3 | 0 | 0.018 | 0 | 0.121 | 0 | 0.052 | 0 | 0.722 | 0 | 0.107 | 0 | 0.214 | 0 | 0.299
2024-12-26 03:00 | 0 | 0.848 | 0 | 0.226 | 0 | 0.034 | 0 | 0.119 | 0 | 0.028 | 0 | 0.669 | 0 | 0.139 | 0 | 0.234 | 0 | 0.508
2024-12-26 04:00 | 0 | 0.886 | 0 | 0.182 | 0 | 0.087 | 0 | 0.123 | 0 | 0.012 | 0 | 0.611 | 0 | 0.214 | 0 | 0.248 | 0 | 0.631
2024-12-26 05:00 | 0.014 | 0.885 | 0.006 | 0.151 | 0.006 | 0.145 | 0.007 | 0.108 | 0.01 | 0.003 | 0 | 0.532 | 0.002 | 0.264 | 0 | 0.274 | 0.024 | 0.721
2024-12-26 06:00 | 0.082 | 0.924 | 0.052 | 0.104 | 0.079 | 0.105 | 0.06 | 0.048 | 0.08 | 0 | 0.031 | 0.437 | 0.063 | 0.208 | 0.042 | 0.277 | 0.123 | 0.82
2024-12-26 07:00 | 0.27 | 0.947 | 0.246 | 0.104 | 0.237 | 0.06 | 0.244 | 0.018 | 0.257 | 0.006 | 0.112 | 0.338 | 0.174 | 0.179 | 0.164 | 0.42 | 0.253 | 0.86
2024-12-26 08:00 | 0.456 | 0.953 | 0.403 | 0.102 | 0.404 | 0.021 | 0.42 | 0 | 0.435 | 0.011 | 0.221 | 0.251 | 0.309 | 0.121 | 0.363 | 0.498 | 0.39 | 0.897
2024-12-26 09:00 | 0.599 | 0.955 | 0.5 | 0.133 | 0.539 | 0.013 | 0.555 | 0 | 0.572 | 0.01 | 0.363 | 0.19 | 0.418 | 0.098 | 0.535 | 0.525 | 0.5 | 0.926
2024-12-26 10:00 | 0.698 | 0.951 | 0.546 | 0.168 | 0.621 | 0.061 | 0.643 | 0.003 | 0.657 | 0.006 | 0.466 | 0.144 | 0.426 | 0.301 | 0.682 | 0.559 | 0.52 | 0.941
2024-12-26 11:00 | 0.696 | 0.94 | 0.552 | 0.185 | 0.6 | 0.261 | 0.677 | 0.012 | 0.695 | 0.004 | 0.618 | 0.095 | 0.41 | 0.613 | 0.778 | 0.598 | 0.499 | 0.94
2024-12-26 12:00 | 0.721 | 0.92 | 0.55 | 0.152 | 0.593 | 0.459 | 0.662 | 0.029 | 0.651 | 0.008 | 0.647 | 0.039 | 0.529 | 0.678 | 0.815 | 0.644 | 0.544 | 0.923
2024-12-26 13:00 | 0.699 | 0.894 | 0.481 | 0.112 | 0.612 | 0.429 | 0.596 | 0.057 | 0.485 | 0.017 | 0.677 | 0 | 0.576 | 0.571 | 0.804 | 0.714 | 0.49 | 0.902
2024-12-26 14:00 | 0.606 | 0.86 | 0.423 | 0.086 | 0.563 | 0.386 | 0.529 | 0.092 | 0.367 | 0.02 | 0.622 | 0 | 0.494 | 0.459 | 0.746 | 0.801 | 0.402 | 0.883
2024-12-26 15:00 | 0.476 | 0.805 | 0.397 | 0.055 | 0.423 | 0.391 | 0.357 | 0.132 | 0.24 | 0.027 | 0.522 | 0.013 | 0.376 | 0.415 | 0.638 | 0.867 | 0.296 | 0.858
2024-12-26 16:00 | 0.313 | 0.723 | 0.304 | 0.028 | 0.254 | 0.413 | 0.211 | 0.198 | 0.157 | 0.055 | 0.374 | 0.055 | 0.251 | 0.407 | 0.481 | 0.907 | 0.158 | 0.822
2024-12-26 17:00 | 0.149 | 0.604 | 0.144 | 0.019 | 0.109 | 0.394 | 0.085 | 0.328 | 0.072 | 0.068 | 0.197 | 0.096 | 0.123 | 0.392 | 0.283 | 0.93 | 0.048 | 0.777
2024-12-26 18:00 | 0.036 | 0.488 | 0.034 | 0.048 | 0.021 | 0.313 | 0.006 | 0.46 | 0.011 | 0.049 | 0.043 | 0.133 | 0.026 | 0.351 | 0.08 | 0.938 | 0.004 | 0.714
2024-12-26 19:00 | 0 | 0.395 | 0 | 0.194 | 0 | 0.289 | 0 | 0.621 | 0 | 0.071 | 0.002 | 0.22 | 0 | 0.391 | 0.012 | 0.932 | 0 | 0.7
2024-12-26 20:00 | 0 | 0.304 | 0 | 0.38 | 0 | 0.282 | 0 | 0.805 | 0 | 0.214 | 0 | 0.284 | 0 | 0.413 | 0 | 0.919 | 0 | 0.737
2024-12-26 21:00 | 0 | 0.241 | 0 | 0.454 | 0 | 0.35 | 0 | 0.913 | 0 | 0.566 | 0 | 0.311 | 0 | 0.457 | 0 | 0.918 | 0 | 0.718
2024-12-26 22:00 | 0 | 0.202 | 0 | 0.464 | 0 | 0.542 | 0 | 0.948 | 0 | 0.806 | 0 | 0.334 | 0 | 0.563 | 0 | 0.896 | 0 | 0.685
2024-12-26 23:00 | 0 | 0.187 | 0 | 0.46 | 0 | 0.681 | 0 | 0.933 | 0 | 0.811 | 0 | 0.341 | 0 | 0.63 | 0 | 0.876 | 0 | 0.644
2024-12-27 | 0 | 0.178 | 0 | 0.444 | 0 | 0.707 | 0 | 0.914 | 0 | 0.762 | 0 | 0.342 | 0 | 0.61 | 0 | 0.833 | 0 | 0.603
2024-12-27 01:00 | 0 | 0.188 | 0 | 0.487 | 0 | 0.681 | 0 | 0.9 | 0 | 0.72 | 0 | 0.369 | 0 | 0.678 | 0 | 0.777 | 0 | 0.547
2024-12-27 02:00 | 0 | 0.22 | 0 | 0.549 | 0 | 0.549 | 0 | 0.885 | 0 | 0.661 | 0 | 0.437 | 0 | 0.674 | 0 | 0.724 | 0 | 0.504
2024-12-27 03:00 | 0 | 0.266 | 0 | 0.541 | 0 | 0.459 | 0 | 0.841 | 0 | 0.579 | 0 | 0.536 | 0 | 0.615 | 0 | 0.698 | 0 | 0.468
2024-12-27 04:00 | 0 | 0.328 | 0 | 0.498 | 0 | 0.42 | 0 | 0.8 | 0 | 0.519 | 0 | 0.605 | 0 | 0.53 | 0 | 0.642 | 0 | 0.413
2024-12-27 05:00 | 0.014 | 0.358 | 0.007 | 0.447 | 0.008 | 0.441 | 0.006 | 0.785 | 0.007 | 0.526 | 0 | 0.612 | 0.005 | 0.444 | 0 | 0.627 | 0.024 | 0.334
2024-12-27 06:00 | 0.088 | 0.388 | 0.061 | 0.697 | 0.081 | 0.491 | 0.083 | 0.827 | 0.082 | 0.532 | 0.038 | 0.447 | 0.07 | 0.469 | 0.028 | 0.586 | 0.118 | 0.278
2024-12-27 07:00 | 0.248 | 0.42 | 0.244 | 0.726 | 0.244 | 0.447 | 0.206 | 0.851 | 0.2 | 0.429 | 0.16 | 0.162 | 0.231 | 0.481 | 0.164 | 0.627 | 0.254 | 0.201
2024-12-27 08:00 | 0.399 | 0.432 | 0.432 | 0.672 | 0.402 | 0.309 | 0.335 | 0.839 | 0.337 | 0.266 | 0.329 | 0.243 | 0.381 | 0.373 | 0.375 | 0.63 | 0.376 | 0.114
2024-12-27 09:00 | 0.55 | 0.469 | 0.577 | 0.602 | 0.529 | 0.2 | 0.461 | 0.785 | 0.439 | 0.144 | 0.482 | 0.176 | 0.506 | 0.313 | 0.554 | 0.59 | 0.466 | 0.066
2024-12-27 10:00 | 0.631 | 0.523 | 0.672 | 0.514 | 0.632 | 0.181 | 0.547 | 0.674 | 0.529 | 0.081 | 0.608 | 0.155 | 0.551 | 0.323 | 0.683 | 0.472 | 0.514 | 0.05
2024-12-27 11:00 | 0.675 | 0.596 | 0.71 | 0.433 | 0.644 | 0.207 | 0.608 | 0.526 | 0.564 | 0.077 | 0.69 | 0.159 | 0.566 | 0.347 | 0.762 | 0.362 | 0.519 | 0.057
2024-12-27 12:00 | 0.718 | 0.674 | 0.687 | 0.36 | 0.542 | 0.226 | 0.637 | 0.381 | 0.573 | 0.089 | 0.705 | 0.152 | 0.548 | 0.343 | 0.794 | 0.337 | 0.535 | 0.08
2024-12-27 13:00 | 0.722 | 0.77 | 0.539 | 0.287 | 0.514 | 0.234 | 0.599 | 0.296 | 0.556 | 0.096 | 0.68 | 0.135 | 0.538 | 0.305 | 0.782 | 0.386 | 0.495 | 0.112
2024-12-27 14:00 | 0.653 | 0.84 | 0.375 | 0.229 | 0.396 | 0.226 | 0.522 | 0.27 | 0.445 | 0.096 | 0.615 | 0.118 | 0.42 | 0.249 | 0.723 | 0.51 | 0.465 | 0.157
2024-12-27 15:00 | 0.52 | 0.877 | 0.249 | 0.212 | 0.311 | 0.192 | 0.383 | 0.269 | 0.328 | 0.084 | 0.506 | 0.102 | 0.331 | 0.184 | 0.618 | 0.697 | 0.386 | 0.227
2024-12-27 16:00 | 0.352 | 0.889 | 0.15 | 0.207 | 0.215 | 0.146 | 0.238 | 0.275 | 0.204 | 0.065 | 0.356 | 0.084 | 0.222 | 0.131 | 0.467 | 0.861 | 0.254 | 0.311
2024-12-27 17:00 | 0.163 | 0.876 | 0.078 | 0.201 | 0.103 | 0.113 | 0.097 | 0.316 | 0.097 | 0.045 | 0.181 | 0.054 | 0.11 | 0.101 | 0.275 | 0.936 | 0.108 | 0.38
2024-12-27 18:00 | 0.041 | 0.842 | 0.033 | 0.225 | 0.018 | 0.101 | 0.011 | 0.379 | 0.012 | 0.034 | 0.041 | 0.025 | 0.021 | 0.092 | 0.08 | 0.959 | 0.016 | 0.417
2024-12-27 19:00 | 0 | 0.784 | 0 | 0.262 | 0 | 0.136 | 0 | 0.358 | 0 | 0.059 | 0.001 | 0.011 | 0 | 0.131 | 0.012 | 0.959 | 0 | 0.449
2024-12-27 20:00 | 0 | 0.719 | 0 | 0.283 | 0 | 0.197 | 0 | 0.362 | 0 | 0.133 | 0 | 0.011 | 0 | 0.199 | 0 | 0.955 | 0 | 0.488
2024-12-27 21:00 | 0 | 0.654 | 0 | 0.306 | 0 | 0.254 | 0 | 0.507 | 0 | 0.229 | 0 | 0.032 | 0 | 0.283 | 0 | 0.947 | 0 | 0.513
2024-12-27 22:00 | 0 | 0.607 | 0 | 0.343 | 0 | 0.281 | 0 | 0.541 | 0 | 0.252 | 0 | 0.053 | 0 | 0.341 | 0 | 0.943 | 0 | 0.529
2024-12-27 23:00 | 0 | 0.586 | 0 | 0.407 | 0 | 0.358 | 0 | 0.513 | 0 | 0.173 | 0 | 0.113 | 0 | 0.44 | 0 | 0.935 | 0 | 0.549
2024-12-28 | 0 | 0.532 | 0 | 0.484 | 0 | 0.52 | 0 | 0.415 | 0 | 0.134 | 0 | 0.149 | 0 | 0.533 | 0 | 0.914 | 0 | 0.579
2024-12-28 01:00 | 0 | 0.425 | 0 | 0.523 | 0 | 0.532 | 0 | 0.332 | 0 | 0.113 | 0 | 0.115 | 0 | 0.599 | 0 | 0.891 | 0 | 0.608
2024-12-28 02:00 | 0 | 0.367 | 0 | 0.628 | 0 | 0.379 | 0 | 0.3 | 0 | 0.084 | 0 | 0.1 | 0 | 0.527 | 0 | 0.858 | 0 | 0.653
2024-12-28 03:00 | 0 | 0.334 | 0 | 0.63 | 0 | 0.191 | 0 | 0.278 | 0 | 0.055 | 0 | 0.202 | 0 | 0.299 | 0 | 0.808 | 0 | 0.697
2024-12-28 04:00 | 0 | 0.309 | 0 | 0.599 | 0 | 0.066 | 0 | 0.241 | 0 | 0.009 | 0 | 0.434 | 0 | 0.114 | 0 | 0.755 | 0 | 0.697
2024-12-28 05:00 | 0.01 | 0.207 | 0.002 | 0.501 | 0.003 | 0.053 | 0.007 | 0.206 | 0.007 | 0 | 0 | 0.495 | 0.002 | 0.095 | 0 | 0.684 | 0.03 | 0.649
2024-12-28 06:00 | 0.082 | 0.188 | 0.046 | 0.321 | 0.057 | 0.105 | 0.076 | 0.185 | 0.067 | 0 | 0.043 | 0.516 | 0.069 | 0.158 | 0.032 | 0.603 | 0.133 | 0.604
2024-12-28 07:00 | 0.233 | 0.22 | 0.104 | 0.327 | 0.153 | 0.134 | 0.241 | 0.113 | 0.165 | 0 | 0.154 | 0.675 | 0.205 | 0.179 | 0.161 | 0.641 | 0.258 | 0.548
2024-12-28 08:00 | 0.416 | 0.231 | 0.198 | 0.323 | 0.27 | 0.137 | 0.41 | 0.064 | 0.286 | 0.002 | 0.326 | 0.625 | 0.368 | 0.168 | 0.369 | 0.544 | 0.294 | 0.47
2024-12-28 09:00 | 0.554 | 0.202 | 0.364 | 0.313 | 0.416 | 0.171 | 0.574 | 0.034 | 0.428 | 0.011 | 0.511 | 0.395 | 0.481 | 0.181 | 0.548 | 0.352 | 0.339 | 0.388
2024-12-28 10:00 | 0.639 | 0.172 | 0.223 | 0.166 | 0.57 | 0.257 | 0.666 | 0.019 | 0.566 | 0.055 | 0.638 | 0.179 | 0.555 | 0.233 | 0.678 | 0.207 | 0.34 | 0.328
2024-12-28 11:00 | 0.661 | 0.18 | 0.213 | 0.118 | 0.652 | 0.318 | 0.708 | 0.014 | 0.679 | 0.131 | 0.706 | 0.07 | 0.606 | 0.245 | 0.758 | 0.179 | 0.328 | 0.27
2024-12-28 12:00 | 0.687 | 0.246 | 0.299 | 0.144 | 0.637 | 0.328 | 0.705 | 0.014 | 0.687 | 0.209 | 0.727 | 0.035 | 0.611 | 0.234 | 0.793 | 0.296 | 0.314 | 0.168
2024-12-28 13:00 | 0.681 | 0.343 | 0.305 | 0.19 | 0.584 | 0.305 | 0.662 | 0.015 | 0.633 | 0.272 | 0.705 | 0.008 | 0.579 | 0.22 | 0.782 | 0.478 | 0.263 | 0.172
2024-12-28 14:00 | 0.612 | 0.415 | 0.275 | 0.223 | 0.514 | 0.238 | 0.571 | 0.016 | 0.539 | 0.268 | 0.64 | 0.006 | 0.502 | 0.175 | 0.726 | 0.638 | 0.204 | 0.209
2024-12-28 15:00 | 0.488 | 0.435 | 0.204 | 0.248 | 0.404 | 0.164 | 0.434 | 0.017 | 0.402 | 0.206 | 0.531 | 0.011 | 0.424 | 0.116 | 0.622 | 0.735 | 0.15 | 0.186
2024-12-28 16:00 | 0.33 | 0.422 | 0.159 | 0.22 | 0.281 | 0.105 | 0.259 | 0.017 | 0.234 | 0.141 | 0.375 | 0.014 | 0.275 | 0.064 | 0.469 | 0.792 | 0.093 | 0.22
2024-12-28 17:00 | 0.16 | 0.405 | 0.1 | 0.112 | 0.121 | 0.064 | 0.077 | 0.023 | 0.107 | 0.086 | 0.191 | 0.012 | 0.119 | 0.032 | 0.277 | 0.841 | 0.057 | 0.22
2024-12-28 18:00 | 0.044 | 0.413 | 0.031 | 0.026 | 0.02 | 0.027 | 0.01 | 0.063 | 0.017 | 0.046 | 0.045 | 0.018 | 0.023 | 0.011 | 0.082 | 0.868 | 0.006 | 0.203
2024-12-28 19:00 | 0 | 0.339 | 0 | 0.019 | 0 | 0.007 | 0 | 0.143 | 0 | 0.025 | 0.001 | 0.07 | 0 | 0.005 | 0.013 | 0.844 | 0 | 0.264
2024-12-28 20:00 | 0 | 0.232 | 0 | 0.068 | 0 | 0.002 | 0 | 0.188 | 0 | 0.012 | 0 | 0.151 | 0 | 0.009 | 0 | 0.791 | 0 | 0.343
2024-12-28 21:00 | 0 | 0.145 | 0 | 0.138 | 0 | 0.001 | 0 | 0.204 | 0 | 0.008 | 0 | 0.154 | 0 | 0.025 | 0 | 0.724 | 0 | 0.374
2024-12-28 22:00 | 0 | 0.066 | 0 | 0.185 | 0 | 0.002 | 0 | 0.211 | 0 | 0.008 | 0 | 0.095 | 0 | 0.046 | 0 | 0.644 | 0 | 0.41
2024-12-28 23:00 | 0 | 0.027 | 0 | 0.175 | 0 | 0.007 | 0 | 0.202 | 0 | 0.014 | 0 | 0.041 | 0 | 0.068 | 0 | 0.591 | 0 | 0.42
2024-12-29 | 0 | 0.019 | 0 | 0.139 | 0 | 0.014 | 0 | 0.179 | 0 | 0.018 | 0 | 0.009 | 0 | 0.088 | 0 | 0.559 | 0 | 0.432
2024-12-29 01:00 | 0 | 0.017 | 0 | 0.118 | 0 | 0.017 | 0 | 0.161 | 0 | 0.014 | 0 | 0.002 | 0 | 0.093 | 0 | 0.568 | 0 | 0.475
2024-12-29 02:00 | 0 | 0.016 | 0 | 0.114 | 0 | 0.016 | 0 | 0.179 | 0 | 0.011 | 0 | 0.001 | 0 | 0.078 | 0 | 0.552 | 0 | 0.492
2024-12-29 03:00 | 0 | 0.023 | 0 | 0.111 | 0 | 0.013 | 0 | 0.186 | 0 | 0.016 | 0 | 0 | 0 | 0.061 | 0 | 0.523 | 0 | 0.501
2024-12-29 04:00 | 0 | 0.069 | 0 | 0.102 | 0 | 0.01 | 0 | 0.201 | 0 | 0.026 | 0 | 0 | 0 | 0.044 | 0 | 0.486 | 0 | 0.516
2024-12-29 05:00 | 0.013 | 0.121 | 0.006 | 0.104 | 0.001 | 0.009 | 0.008 | 0.211 | 0.006 | 0.041 | 0 | 0 | 0.003 | 0.024 | 0 | 0.479 | 0.024 | 0.468
2024-12-29 06:00 | 0.09 | 0.118 | 0.068 | 0.068 | 0.04 | 0.005 | 0.076 | 0.238 | 0.079 | 0.044 | 0.043 | 0.014 | 0.07 | 0.004 | 0.034 | 0.398 | 0.109 | 0.426
2024-12-29 07:00 | 0.228 | 0.141 | 0.239 | 0.059 | 0.114 | 0.009 | 0.244 | 0.13 | 0.191 | 0.101 | 0.159 | 0.106 | 0.202 | 0.005 | 0.158 | 0.46 | 0.297 | 0.43
2024-12-29 08:00 | 0.376 | 0.156 | 0.421 | 0.044 | 0.219 | 0.031 | 0.413 | 0.034 | 0.285 | 0.171 | 0.35 | 0.193 | 0.362 | 0.037 | 0.365 | 0.445 | 0.472 | 0.38
2024-12-29 09:00 | 0.526 | 0.178 | 0.571 | 0.04 | 0.363 | 0.057 | 0.531 | 0.005 | 0.328 | 0.213 | 0.508 | 0.21 | 0.498 | 0.053 | 0.543 | 0.468 | 0.607 | 0.291
2024-12-29 10:00 | 0.621 | 0.223 | 0.673 | 0.054 | 0.522 | 0.075 | 0.618 | 0.001 | 0.375 | 0.218 | 0.617 | 0.218 | 0.61 | 0.049 | 0.677 | 0.538 | 0.695 | 0.289
2024-12-29 11:00 | 0.68 | 0.294 | 0.727 | 0.074 | 0.624 | 0.094 | 0.661 | 0.001 | 0.43 | 0.201 | 0.684 | 0.226 | 0.666 | 0.055 | 0.761 | 0.622 | 0.737 | 0.346
2024-12-29 12:00 | 0.706 | 0.412 | 0.732 | 0.094 | 0.607 | 0.106 | 0.649 | 0 | 0.501 | 0.169 | 0.708 | 0.249 | 0.686 | 0.062 | 0.798 | 0.693 | 0.735 | 0.391
2024-12-29 13:00 | 0.688 | 0.56 | 0.684 | 0.121 | 0.53 | 0.115 | 0.561 | 0 | 0.565 | 0.155 | 0.684 | 0.28 | 0.634 | 0.061 | 0.79 | 0.742 | 0.681 | 0.414
2024-12-29 14:00 | 0.617 | 0.682 | 0.538 | 0.158 | 0.48 | 0.118 | 0.436 | 0 | 0.508 | 0.171 | 0.621 | 0.309 | 0.54 | 0.058 | 0.732 | 0.774 | 0.588 | 0.436
2024-12-29 15:00 | 0.491 | 0.751 | 0.39 | 0.152 | 0.402 | 0.109 | 0.302 | 0 | 0.395 | 0.196 | 0.518 | 0.309 | 0.414 | 0.048 | 0.629 | 0.795 | 0.452 | 0.448
2024-12-29 16:00 | 0.325 | 0.724 | 0.277 | 0.1 | 0.282 | 0.098 | 0.178 | 0.001 | 0.26 | 0.205 | 0.357 | 0.271 | 0.277 | 0.039 | 0.478 | 0.812 | 0.273 | 0.438
2024-12-29 17:00 | 0.159 | 0.618 | 0.142 | 0.058 | 0.123 | 0.084 | 0.078 | 0.006 | 0.109 | 0.184 | 0.185 | 0.233 | 0.12 | 0.034 | 0.285 | 0.819 | 0.095 | 0.415
2024-12-29 18:00 | 0.044 | 0.472 | 0.036 | 0.025 | 0.023 | 0.083 | 0.008 | 0.015 | 0.017 | 0.207 | 0.052 | 0.232 | 0.023 | 0.031 | 0.083 | 0.82 | 0.015 | 0.376
2024-12-29 19:00 | 0 | 0.296 | 0 | 0.008 | 0 | 0.088 | 0 | 0.025 | 0 | 0.252 | 0 | 0.304 | 0 | 0.029 | 0.012 | 0.779 | 0 | 0.313
2024-12-29 20:00 | 0 | 0.179 | 0 | 0.02 | 0 | 0.08 | 0 | 0.028 | 0 | 0.21 | 0 | 0.367 | 0 | 0.026 | 0 | 0.702 | 0 | 0.229
2024-12-29 21:00 | 0 | 0.145 | 0 | 0.065 | 0 | 0.069 | 0 | 0.029 | 0 | 0.135 | 0 | 0.39 | 0 | 0.021 | 0 | 0.689 | 0 | 0.112
2024-12-29 22:00 | 0 | 0.135 | 0 | 0.065 | 0 | 0.059 | 0 | 0.038 | 0 | 0.074 | 0 | 0.491 | 0 | 0.02 | 0 | 0.695 | 0 | 0.029
2024-12-29 23:00 | 0 | 0.112 | 0 | 0.018 | 0 | 0.052 | 0 | 0.069 | 0 | 0.038 | 0 | 0.652 | 0 | 0.028 | 0 | 0.678 | 0 | 0.009
2024-12-30 | 0 | 0.077 | 0 | 0.004 | 0 | 0.059 | 0 | 0.126 | 0 | 0.039 | 0 | 0.679 | 0 | 0.055 | 0 | 0.685 | 0 | 0.005
2024-12-30 01:00 | 0 | 0.048 | 0 | 0.01 | 0 | 0.097 | 0 | 0.191 | 0 | 0.08 | 0 | 0.592 | 0 | 0.102 | 0 | 0.679 | 0 | 0.007
2024-12-30 02:00 | 0 | 0.024 | 0 | 0.043 | 0 | 0.145 | 0 | 0.249 | 0 | 0.12 | 0 | 0.464 | 0 | 0.134 | 0 | 0.647 | 0 | 0.019
2024-12-30 03:00 | 0 | 0.016 | 0 | 0.106 | 0 | 0.171 | 0 | 0.283 | 0 | 0.102 | 0 | 0.316 | 0 | 0.152 | 0 | 0.606 | 0 | 0.039
2024-12-30 04:00 | 0 | 0.01 | 0 | 0.196 | 0 | 0.18 | 0 | 0.289 | 0 | 0.055 | 0 | 0.22 | 0 | 0.177 | 0 | 0.586 | 0 | 0.053
2024-12-30 05:00 | 0.014 | 0.004 | 0.006 | 0.291 | 0.005 | 0.17 | 0.008 | 0.23 | 0.01 | 0.025 | 0 | 0.201 | 0.002 | 0.194 | 0 | 0.493 | 0.016 | 0.071
2024-12-30 06:00 | 0.09 | 0.002 | 0.045 | 0.205 | 0.076 | 0.071 | 0.07 | 0.191 | 0.077 | 0.004 | 0.031 | 0.115 | 0.054 | 0.114 | 0.03 | 0.415 | 0.099 | 0.175
2024-12-30 07:00 | 0.251 | 0.001 | 0.235 | 0.138 | 0.207 | 0.017 | 0.248 | 0.101 | 0.255 | 0 | 0.16 | 0.023 | 0.147 | 0.031 | 0.16 | 0.507 | 0.201 | 0.429
2024-12-30 08:00 | 0.412 | 0.001 | 0.426 | 0.131 | 0.346 | 0.002 | 0.425 | 0.01 | 0.431 | 0 | 0.338 | 0 | 0.258 | 0.016 | 0.372 | 0.471 | 0.265 | 0.659
2024-12-30 09:00 | 0.544 | 0.003 | 0.575 | 0.137 | 0.505 | 0 | 0.561 | 0 | 0.578 | 0.007 | 0.506 | 0.001 | 0.421 | 0.009 | 0.553 | 0.435 | 0.343 | 0.785
2024-12-30 10:00 | 0.644 | 0.008 | 0.672 | 0.146 | 0.629 | 0.003 | 0.64 | 0 | 0.669 | 0.029 | 0.622 | 0.029 | 0.601 | 0.011 | 0.685 | 0.429 | 0.421 | 0.812
2024-12-30 11:00 | 0.672 | 0.03 | 0.721 | 0.157 | 0.688 | 0.011 | 0.633 | 0 | 0.706 | 0.044 | 0.69 | 0.072 | 0.63 | 0.014 | 0.767 | 0.446 | 0.474 | 0.768
2024-12-30 12:00 | 0.622 | 0.12 | 0.731 | 0.162 | 0.658 | 0.022 | 0.551 | 0 | 0.684 | 0.042 | 0.712 | 0.119 | 0.572 | 0.014 | 0.801 | 0.501 | 0.487 | 0.682
2024-12-30 13:00 | 0.568 | 0.274 | 0.698 | 0.167 | 0.571 | 0.034 | 0.415 | 0 | 0.604 | 0.04 | 0.689 | 0.162 | 0.48 | 0.015 | 0.789 | 0.587 | 0.476 | 0.592
2024-12-30 14:00 | 0.553 | 0.422 | 0.616 | 0.17 | 0.467 | 0.043 | 0.321 | 0.001 | 0.448 | 0.036 | 0.622 | 0.211 | 0.386 | 0.013 | 0.732 | 0.671 | 0.43 | 0.508
2024-12-30 15:00 | 0.43 | 0.51 | 0.49 | 0.163 | 0.355 | 0.04 | 0.256 | 0.002 | 0.308 | 0.029 | 0.516 | 0.278 | 0.278 | 0.01 | 0.627 | 0.747 | 0.324 | 0.437
2024-12-30 16:00 | 0.3 | 0.574 | 0.321 | 0.134 | 0.227 | 0.03 | 0.183 | 0.006 | 0.174 | 0.017 | 0.373 | 0.355 | 0.188 | 0.006 | 0.474 | 0.812 | 0.202 | 0.372
2024-12-30 17:00 | 0.156 | 0.626 | 0.133 | 0.091 | 0.105 | 0.014 | 0.079 | 0.023 | 0.074 | 0.003 | 0.195 | 0.432 | 0.102 | 0.001 | 0.281 | 0.85 | 0.083 | 0.32
2024-12-30 18:00 | 0.045 | 0.645 | 0.032 | 0.063 | 0.018 | 0.005 | 0.006 | 0.112 | 0.008 | 0 | 0.043 | 0.507 | 0.021 | 0 | 0.083 | 0.868 | 0.008 | 0.272
2024-12-30 19:00 | 0 | 0.58 | 0 | 0.093 | 0 | 0.002 | 0 | 0.307 | 0 | 0.017 | 0.001 | 0.586 | 0 | 0 | 0.012 | 0.85 | 0 | 0.213
2024-12-30 20:00 | 0 | 0.501 | 0 | 0.146 | 0 | 0 | 0 | 0.497 | 0 | 0.086 | 0 | 0.638 | 0 | 0 | 0 | 0.762 | 0 | 0.156
2024-12-30 21:00 | 0 | 0.447 | 0 | 0.252 | 0 | 0 | 0 | 0.675 | 0 | 0.171 | 0 | 0.615 | 0 | 0.004 | 0 | 0.712 | 0 | 0.105
2024-12-30 22:00 | 0 | 0.396 | 0 | 0.447 | 0 | 0.009 | 0 | 0.698 | 0 | 0.332 | 0 | 0.595 | 0 | 0.021 | 0 | 0.668 | 0 | 0.066
2024-12-30 23:00 | 0 | 0.39 | 0 | 0.555 | 0 | 0.078 | 0 | 0.599 | 0 | 0.402 | 0 | 0.627 | 0 | 0.043 | 0 | 0.644 | 0 | 0.042
Formulas:
time = [time, row above]+1/24

## loads-p_set
time | Eastern Cape Load | Limpopo Load | Mpumalanga Load | Gauteng Load | Western Cape Load | KwaZulu Natal Load | North West Load | Free State Load | Northern Cape Load
2024-01-01 | 993.4187 | 2405.9127 | 2909.7878 | 5614.0673 | 2165.6847 | 4351.4566 | 2482.4523 | 624.1087 | 793.7602
2024-01-01 01:00 | 984.2617 | 2414.9752 | 3004.4124 | 5538.5746 | 2097.919 | 4331.4475 | 2477.941 | 605.8414 | 752.8635
2024-01-01 02:00 | 959.2126 | 2371.7102 | 3043.7004 | 5485.3338 | 2031.7807 | 4260.6477 | 2488.1272 | 598.6147 | 728.4974
2024-01-01 03:00 | 950.0233 | 2305.9203 | 3071.7531 | 5523.3747 | 2018.976 | 4312.5809 | 2486.3794 | 599.6488 | 747.3468
2024-01-01 04:00 | 1016.8604 | 2380.1369 | 3223.4566 | 5819.7871 | 2153.8448 | 4527.0662 | 2492.2758 | 628.4028 | 774.5007
2024-01-01 05:00 | 1148.2658 | 2561.4468 | 3425.9641 | 6320.0791 | 2362.2044 | 5017.1811 | 2695.2074 | 668.3676 | 803.2238
2024-01-01 06:00 | 1305.1844 | 2629.875 | 3490.6244 | 6764.4795 | 2530.852 | 5386.1651 | 2812.3636 | 721.3476 | 819.5953
2024-01-01 07:00 | 1394.3468 | 2627.6309 | 3413.8509 | 6978.5693 | 2656.1532 | 5531.1746 | 2733.0963 | 752.697 | 815.8128
2024-01-01 08:00 | 1528.9668 | 2821.218 | 3618.2368 | 7393.1241 | 2816.9467 | 5861.8935 | 2756.5288 | 789.6036 | 821.4375
2024-01-01 09:00 | 1560.9916 | 2955.3254 | 3773.1736 | 7627.7611 | 2976.7831 | 5973.5945 | 2750.4699 | 793.8231 | 768.7375
2024-01-01 10:00 | 1537.9179 | 2996.9337 | 3771.444 | 7672.8567 | 3037.7824 | 5905.0643 | 2720.4713 | 786.2593 | 753.3738
2024-01-01 11:00 | 1492.1666 | 2944.9301 | 3721.3399 | 7465.4937 | 2971.8007 | 5686.0554 | 2701.8803 | 776.0285 | 770.0583
2024-01-01 12:00 | 1477.153 | 2937.0353 | 3693.8854 | 7391.1537 | 2963.0744 | 5668.7813 | 2738.6061 | 772.7023 | 762.5109
2024-01-01 13:00 | 1475.8389 | 2940.8644 | 3732.0222 | 7505.5706 | 2970.2119 | 5646.7313 | 2780.104 | 757.5676 | 780.203
2024-01-01 14:00 | 1486.8448 | 2916.7161 | 3683.0962 | 7503.7565 | 2957.168 | 5621.4022 | 2823.6576 | 771.6675 | 781.1516
2024-01-01 15:00 | 1535.2217 | 2888.3596 | 3764.2855 | 7687.299 | 2930.1036 | 5716.4741 | 2829.7507 | 788.6965 | 807.386
2024-01-01 16:00 | 1601.5265 | 2969.4621 | 3769.7209 | 7863.5728 | 2932.2924 | 5757.5903 | 2780.5785 | 793.386 | 867.7478
2024-01-01 17:00 | 1631.1818 | 2947.7234 | 3786.617 | 7791.4075 | 2945.9415 | 5846.5053 | 2793.1714 | 822.4738 | 905.047
2024-01-01 18:00 | 1661.9174 | 3143.4494 | 3843.2293 | 7709.0235 | 3065.3907 | 5962.6105 | 2836.1475 | 849.0533 | 782.851
2024-01-01 19:00 | 1575.2599 | 3249.4356 | 3603.5453 | 7527.075 | 3077.7325 | 5613.9954 | 2779.2486 | 860.6216 | 761.4653
2024-01-01 20:00 | 1471.4639 | 3075.2602 | 3515.404 | 7388.8826 | 3174.3118 | 5282.8774 | 2728.1505 | 845.2045 | 754.7399
2024-01-01 21:00 | 1295.5412 | 2803.6331 | 3414.707 | 6858.4598 | 2942.1049 | 4910.2 | 2675.8872 | 770.5547 | 732.2862
2024-01-01 22:00 | 1162.2272 | 2555.9046 | 3178.4627 | 6291.7772 | 2615.3057 | 4603.9944 | 2633.3454 | 700.9847 | 694.9867
2024-01-01 23:00 | 1026.5802 | 2438.5105 | 3058.0714 | 5764.6932 | 2334.4164 | 4282.8102 | 2487.6729 | 650.9172 | 763.2935
2024-01-02 | 960.9618 | 2362.8801 | 3050.01 | 5564.3479 | 2182.9446 | 4209.4564 | 2486.9259 | 625.4862 | 773.3628
2024-01-02 01:00 | 924.439 | 2414.171 | 3034.3271 | 5523.1853 | 2140.8899 | 4241.8805 | 2459.6747 | 609.4444 | 729.5663
2024-01-02 02:00 | 913.6316 | 2389.9628 | 3047.7048 | 5519.814 | 2156.9538 | 4261.7472 | 2505.7951 | 609.1493 | 695.027
2024-01-02 03:00 | 929.5575 | 2406.462 | 3066.2418 | 5529.6284 | 2111.7751 | 4262.3968 | 2505.9663 | 611.8434 | 709.5099
2024-01-02 04:00 | 988.4173 | 2475.4429 | 3188.7233 | 5819.783 | 2230.5117 | 4469.4858 | 2615.5284 | 629.2533 | 729.4444
2024-01-02 05:00 | 1105.3418 | 2600.4498 | 3363.9105 | 6324.9278 | 2403.0214 | 4862.2548 | 2751.1222 | 686.0838 | 765.2217
2024-01-02 06:00 | 1251.2118 | 2732.6315 | 3344.4907 | 6672.5236 | 2492.8455 | 5235.2321 | 2756.6881 | 718.187 | 800.55
2024-01-02 07:00 | 1328.8927 | 2686.5319 | 3337.3358 | 6705.0622 | 2546.8077 | 5332.9445 | 2608.4658 | 728.2132 | 809.8837
2024-01-02 08:00 | 1464.829 | 2851.1174 | 3433.2312 | 7160.7172 | 2735.052 | 5581.13 | 2680.7359 | 769.6143 | 826.4831
2024-01-02 09:00 | 1492.0426 | 2956.506 | 3406.3461 | 7404.0713 | 2928.502 | 5652.4546 | 2713.9884 | 782.8335 | 844.4314
2024-01-02 10:00 | 1486.1232 | 2942.1561 | 3354.9079 | 7476.7309 | 2998.5978 | 5524.6999 | 2657.3056 | 785.4064 | 916.4355
2024-01-02 11:00 | 1434.7788 | 2911.7927 | 3339.5109 | 7315.0315 | 2973.4858 | 5530.042 | 2705.9969 | 769.5726 | 930.3784
2024-01-02 12:00 | 1411.8677 | 2845.8973 | 3394.0741 | 7282.1141 | 2865.7766 | 5479.9558 | 2685.8926 | 782.2084 | 926.4389
2024-01-02 13:00 | 1395.7019 | 2798.7048 | 3347.5107 | 7264.6537 | 2857.0504 | 5392.9235 | 2671.9459 | 780.5997 | 918.6705
2024-01-02 14:00 | 1396.9151 | 2784.235 | 3289.4668 | 7178.146 | 2795.1572 | 5334.5232 | 2739.5845 | 764.4606 | 902.5975
2024-01-02 15:00 | 1452.0833 | 2833.4688 | 3356.1047 | 7248.7396 | 2801.9972 | 5403.7414 | 2753.5197 | 784.4653 | 888.0038
2024-01-02 16:00 | 1506.8817 | 2906.0704 | 3395.7227 | 7279.0285 | 2740.3056 | 5483.3334 | 2823.7138 | 819.5936 | 880.4682
2024-01-02 17:00 | 1659.5767 | 2834.0997 | 3402.6343 | 7312.9806 | 2796.106 | 5627.3472 | 2716.6007 | 870.7185 | 913.0412
2024-01-02 18:00 | 1756.3795 | 2901.7636 | 3577.1235 | 7459.0803 | 2895.7141 | 5798.3878 | 2833.1142 | 902.9937 | 940.2286
2024-01-02 19:00 | 1699.2433 | 2989.3524 | 3498.5466 | 7311.3136 | 2808.9303 | 5758.5303 | 2661.4036 | 907.1303 | 813.0208
2024-01-02 20:00 | 1605.9929 | 2869.4476 | 3360.331 | 7036.2425 | 2810.1408 | 5464.9132 | 2621.6642 | 883.7081 | 788.9527
2024-01-02 21:00 | 1451.2672 | 2687.5125 | 3284.8057 | 6635.0252 | 2621.7415 | 5083.7939 | 2638.5337 | 815.7046 | 733.7278
2024-01-02 22:00 | 1355.1493 | 2455.7957 | 3069.6009 | 6069.0654 | 2376.924 | 4703.5106 | 2497.6059 | 734.9993 | 710.5536
2024-01-02 23:00 | 1256.0801 | 2311.3595 | 2861.822 | 5682.213 | 2206.3173 | 4379.0274 | 2468.8938 | 693.3593 | 752.8004
2024-01-03 | 1005.1493 | 2172.6354 | 2862.2403 | 5306.6424 | 2059.0556 | 4503.9291 | 2550.6642 | 649.667 | 859.9784
2024-01-03 01:00 | 965.7233 | 2155.97 | 2862.1222 | 5248.395 | 1984.2014 | 4408.8548 | 2603.7355 | 633.4181 | 867.686
2024-01-03 02:00 | 932.0848 | 2151.9068 | 2877.6485 | 5202.464 | 1869.4909 | 4372.028 | 2587.0394 | 633.4429 | 863.9856
2024-01-03 03:00 | 924.3082 | 2176.2697 | 2863.331 | 5232.2317 | 1911.2385 | 4435.5064 | 2594.1765 | 643.2736 | 782.0858
2024-01-03 04:00 | 960.594 | 2302.2536 | 3036.8182 | 5479.2445 | 2047.0426 | 4617.4932 | 2680.4622 | 655.3168 | 799.9289
2024-01-03 05:00 | 1054.5285 | 2450.1766 | 3236.0522 | 5848.5845 | 2205.9379 | 5008.693 | 2829.7987 | 696.085 | 851.1911
2024-01-03 06:00 | 1170.973 | 2486.5725 | 3239.3143 | 6055.3966 | 2284.9723 | 5230.4461 | 2875.9418 | 715.9972 | 915.7838
2024-01-03 07:00 | 1232.0861 | 2459.3641 | 3223.9012 | 6163.7718 | 2451.8332 | 5302.6272 | 2823.668 | 729.2512 | 811.2538
2024-01-03 08:00 | 1310.6143 | 2609.7053 | 3313.2237 | 6517.4084 | 2619.3289 | 5528.895 | 2893.2564 | 770.7799 | 692.6575
2024-01-03 09:00 | 1363.1089 | 2737.0486 | 3360.2147 | 6773.7707 | 2832.1663 | 5705.7745 | 2838.7737 | 781.3036 | 652.6739
2024-01-03 10:00 | 1374.5062 | 2762.4602 | 3417.1487 | 6710.082 | 2897.2321 | 5676.0712 | 2834.8453 | 759.9546 | 640.9778
2024-01-03 11:00 | 1386.9508 | 2681.5104 | 3372.5993 | 6776.2359 | 2872.4425 | 5636.2886 | 2781.5811 | 745.4139 | 650.0812
2024-01-03 12:00 | 1357.6294 | 2681.9205 | 3318.0966 | 6742.856 | 2745.2026 | 5472.6887 | 2732.8749 | 733.9818 | 712.2228
2024-01-03 13:00 | 1343.9949 | 2556.2256 | 3350.8346 | 6778.1592 | 2642.1673 | 5455.3989 | 2860.4794 | 729.4529 | 652.2148
2024-01-03 14:00 | 1336.5524 | 2574.3006 | 3323.5109 | 6725.1893 | 2547.6437 | 5296.6621 | 2868.4343 | 751.3574 | 642.3705
2024-01-03 15:00 | 1379.5183 | 2593.8968 | 3357.8253 | 6773.0532 | 2556.2099 | 5387.4723 | 2885.791 | 764.7053 | 669.4303
2024-01-03 16:00 | 1429.9779 | 2634.255 | 3346.8627 | 6812.6741 | 2525.5031 | 5514.8288 | 2927.1556 | 751.0209 | 786.5444
2024-01-03 17:00 | 1549.7147 | 2613.8958 | 3364.5343 | 6782.3221 | 2602.0058 | 5596.5858 | 2929.915 | 777.3272 | 874.3071
2024-01-03 18:00 | 1622.693 | 2746.7491 | 3534.5119 | 6947.629 | 2724.6479 | 5799.9038 | 3077.8668 | 829.9252 | 1032.3308
2024-01-03 19:00 | 1589.7881 | 2837.5614 | 3495.8801 | 6837.3254 | 2601.4037 | 5795.3836 | 2957.1524 | 863.5412 | 931.2716
2024-01-03 20:00 | 1557.7569 | 2783.5452 | 3396.5823 | 6712.5928 | 2786.7153 | 5525.7543 | 2931.2997 | 837.499 | 949.6899
2024-01-03 21:00 | 1342.5973 | 2630.9492 | 3312.164 | 6430.2731 | 2716.4501 | 5225.3338 | 2822.2946 | 745.105 | 866.6846
2024-01-03 22:00 | 1096.4561 | 2454.4 | 3146.5418 | 5957.2761 | 2434.5034 | 4810.8477 | 2708.0956 | 654.1911 | 886.6814
2024-01-03 23:00 | 921.7562 | 2236.4664 | 2993.7257 | 5525.1733 | 2186.424 | 4516.8831 | 2625.817 | 620.374 | 812.3068
2024-01-04 | 871.3541 | 2169.2581 | 2989.5878 | 5379.0862 | 2037.7141 | 4473.4574 | 2589.6657 | 615.6407 | 822.0134
2024-01-04 01:00 | 862.5698 | 2134.2397 | 2966.1657 | 5334.5653 | 2036.5179 | 4528.7499 | 2611.2881 | 609.4173 | 833.4379
2024-01-04 02:00 | 827.1122 | 2195.1813 | 3008.7554 | 5211.673 | 2038.958 | 4429.3548 | 2596.8612 | 603.0533 | 814.2945
2024-01-04 03:00 | 855.9264 | 2167.739 | 2967.1205 | 5228.4855 | 2131.6937 | 4444.9667 | 2588.9113 | 612.0021 | 779.074
2024-01-04 04:00 | 910.115 | 2330.5463 | 3119.5076 | 5509.7724 | 2187.4351 | 4709.8574 | 2740.2768 | 657.7475 | 793.1215
2024-01-04 05:00 | 1024.5779 | 2538.2492 | 3375.4312 | 5968.5089 | 2433.5778 | 5187.9579 | 3001.0565 | 719.0104 | 857.3709
2024-01-04 06:00 | 1224.5454 | 2616.1682 | 3542.6733 | 6447.9991 | 2647.8302 | 5621.5535 | 3073.5274 | 758.3983 | 810.9602
2024-01-04 07:00 | 1353.7052 | 2599.8589 | 3567.278 | 6646.6299 | 2715.5483 | 5746.3787 | 2942.6332 | 788.6151 | 797.5684
2024-01-04 08:00 | 1461.129 | 2676.0736 | 3642.5654 | 7069.8874 | 2913.4968 | 6041.0549 | 2981.6094 | 831.2609 | 775.5492
2024-01-04 09:00 | 1499.4581 | 2711.6597 | 3746.383 | 7298.6171 | 3087.767 | 6062.5345 | 2969.2489 | 850.8028 | 710.3419
2024-01-04 10:00 | 1407.6041 | 2748.0486 | 3775.6923 | 7348.7399 | 3055.4528 | 6021.3528 | 2960.3447 | 846.265 | 718.3225
2024-01-04 11:00 | 1355.4831 | 2762.8827 | 3739.1241 | 7270.0447 | 2978.1714 | 5902.9637 | 2999.154 | 828.1655 | 780.9882
2024-01-04 12:00 | 1374.7993 | 2718.4919 | 3729.551 | 7113.3301 | 2858.8599 | 5822.3044 | 3015.5955 | 819.1044 | 783.9362
2024-01-04 13:00 | 1504.9688 | 2690.1275 | 3699.7766 | 7101.0002 | 2829.4507 | 5856.8498 | 2960.5221 | 813.7445 | 793.0179
2024-01-04 14:00 | 1454.8271 | 2741.1423 | 3672.8027 | 7132.2761 | 2790.7287 | 5841.4159 | 3025.0138 | 812.9022 | 798.4052
2024-01-04 15:00 | 1539.2991 | 2759.7785 | 3775.8394 | 7285.5051 | 2832.7028 | 5922.7839 | 3093.9864 | 829.8172 | 879.3561
2024-01-04 16:00 | 1599.0447 | 2821.9278 | 3747.504 | 7509.1068 | 2844.8283 | 5936.8032 | 3165.713 | 884.4185 | 968.4114
2024-01-04 17:00 | 1597.8723 | 2888.2089 | 3812.1324 | 7532.0677 | 2952.651 | 6016.019 | 3142.3772 | 891.151 | 867.0439
2024-01-04 18:00 | 1596.2472 | 3030.4754 | 3867.9296 | 7613.9619 | 2975.2967 | 6167.5113 | 3181.0086 | 902.9188 | 929.0584
2024-01-04 19:00 | 1498.2406 | 3081.0951 | 3785.3108 | 7552.2683 | 2790.9585 | 6056.3865 | 3106.8931 | 926.9545 | 862.4173
2024-01-04 20:00 | 1341.4098 | 2921.9909 | 3690.8042 | 7305.9935 | 2868.0318 | 5838.9514 | 3049.8306 | 903.3781 | 833.7436
2024-01-04 21:00 | 1173.2184 | 2706.6415 | 3536.4556 | 6868.1035 | 2745.8132 | 5473.3519 | 2993.1388 | 829.4464 | 822.5242
2024-01-04 22:00 | 1033.6429 | 2552.4471 | 3334.4016 | 6271.6691 | 2496.462 | 5060.384 | 2906.4315 | 763.9371 | 776.9991
2024-01-04 23:00 | 926.432 | 2407.3376 | 3219.7911 | 5816.2352 | 2224.5348 | 4743.7141 | 2843.2463 | 711.9341 | 749.7621
2024-01-05 | 902.2191 | 2358.0425 | 3211.4711 | 5654.0249 | 2064.6022 | 4654.5298 | 2788.18 | 705.1128 | 749.6318
2024-01-05 01:00 | 919.4379 | 2325.3321 | 3197.2708 | 5549.7369 | 1972.3946 | 4517.0919 | 2773.4162 | 692.9016 | 744.3047
2024-01-05 02:00 | 894.2044 | 2311.5368 | 3207.8031 | 5483.6128 | 1949.7886 | 4524.809 | 2723.3567 | 678.9117 | 736.5367
2024-01-05 03:00 | 844.5014 | 2338.7314 | 3197.6791 | 5522.3523 | 1967.4791 | 4577.4026 | 2742.2375 | 687.3313 | 820.1495
2024-01-05 04:00 | 963.4267 | 2424.4197 | 3264.7176 | 5834.6568 | 2064.8914 | 4869.0852 | 2830.31 | 726.0013 | 856.5909
2024-01-05 05:00 | 1195.1714 | 2521.3421 | 3453.6669 | 6371.8754 | 2324.3953 | 5285.8761 | 2993.8152 | 788.7597 | 904.3905
2024-01-05 06:00 | 1314.284 | 2571.8994 | 3545.618 | 6880.4793 | 2553.4884 | 5627.9933 | 3063.8514 | 831.411 | 896.4866
2024-01-05 07:00 | 1406.4594 | 2580.1245 | 3534.9308 | 7074.6063 | 2625.1255 | 5646.7565 | 2933.4732 | 845.2443 | 935.576
2024-01-05 08:00 | 1539.9827 | 2720.0263 | 3588.7762 | 7467.3486 | 2788.7077 | 5872.0675 | 3006.881 | 896.5879 | 926.7577
2024-01-05 09:00 | 1624.1057 | 2773.7307 | 3653.6169 | 7637.1964 | 2889.4105 | 5993.9171 | 2985.4053 | 928.3647 | 872.2764
2024-01-05 10:00 | 1628.8289 | 2742.6348 | 3690.2112 | 7581.6076 | 2843.1346 | 5788.1446 | 2990.6306 | 921.2284 | 781.6479
2024-01-05 11:00 | 1652.6245 | 2753.9391 | 3736.0584 | 7645.8804 | 2862.3355 | 5595.3671 | 3065.6485 | 930.297 | 802.9648
2024-01-05 12:00 | 1585.2125 | 2617.3549 | 3776.8484 | 7548.7522 | 2858.9841 | 5623.1001 | 3077.2207 | 922.0758 | 721.6858
2024-01-05 13:00 | 1553.4474 | 2592.1928 | 3829.338 | 7599.3299 | 2849.355 | 5739.072 | 2983.3313 | 903.1391 | 637.7054
2024-01-05 14:00 | 1536.8264 | 2681.745 | 3873.064 | 7545.7455 | 2781.2542 | 5752.3232 | 2991.8499 | 900.4895 | 633.7577
2024-01-05 15:00 | 1558.5209 | 2775.2589 | 3947.6134 | 7810.5266 | 2872.0549 | 5925.0544 | 3073.1144 | 913.105 | 596.8265
2024-01-05 16:00 | 1593.0586 | 2883.9307 | 3981.872 | 7918.7863 | 2889.1719 | 6014.618 | 3073.4312 | 932.1295 | 644.0741
2024-01-05 17:00 | 1592.6586 | 2957.975 | 3934.2674 | 7979.3145 | 2920.7182 | 6073.0854 | 3095.6969 | 942.7465 | 668.7111
2024-01-05 18:00 | 1613.9438 | 3091.7331 | 4109.8372 | 8128.9255 | 3052.0762 | 6157.6063 | 3247.256 | 958.2126 | 652.0531
2024-01-05 19:00 | 1522.5787 | 3085.7089 | 3871.8432 | 7924.0588 | 2856.4288 | 5888.6098 | 3159.9151 | 963.7217 | 626.8117
2024-01-05 20:00 | 1493.2525 | 2993.9935 | 3713.6193 | 7585.6844 | 2963.9351 | 5560.1248 | 3174.1768 | 927.6878 | 635.5272
2024-01-05 21:00 | 1351.1961 | 2817.0693 | 3590.3344 | 7097.4216 | 2743.2962 | 5224.1619 | 3201.8719 | 849.8375 | 604.2528
2024-01-05 22:00 | 1148.6144 | 2652.6561 | 3421.9781 | 6433.2262 | 2411.0888 | 4803.6877 | 3082.1718 | 793.8014 | 535.1528
2024-01-05 23:00 | 1003.9311 | 2465.3207 | 3267.0216 | 5956.354 | 2166.184 | 4549.5231 | 3001.9629 | 741.8117 | 545.5086
2024-01-06 | 966.5911 | 2379.1983 | 3256.2742 | 5798.0359 | 2136.0829 | 4381.6687 | 2934.6784 | 729.1484 | 510.6336
2024-01-06 01:00 | 928.1793 | 2375.9642 | 3216.152 | 5737.5001 | 2095.3934 | 4342.8329 | 2957.3394 | 723.5424 | 433.0292
2024-01-06 02:00 | 906.6097 | 2375.2808 | 3185.5922 | 5640.6454 | 2027.1105 | 4336.9204 | 2943.9484 | 722.2012 | 416.0408
2024-01-06 03:00 | 919.5315 | 2350.2286 | 3224.4562 | 5678.9636 | 2076.929 | 4336.7553 | 2903.4607 | 729.7548 | 434.2793
2024-01-06 04:00 | 962.892 | 2454.5535 | 3336.0333 | 6008.687 | 2138.9578 | 4623.2719 | 2945.3874 | 760.7396 | 461.2704
2024-01-06 05:00 | 1098.9793 | 2587.2906 | 3558.5944 | 6646.0474 | 2488.3303 | 5070.9031 | 3110.1491 | 824.0899 | 519.8205
2024-01-06 06:00 | 1284.5688 | 2669.9912 | 3695.6691 | 7146.6974 | 2763.5519 | 5377.2891 | 3208.8809 | 865.7573 | 553.9736
2024-01-06 07:00 | 1375.5635 | 2592.1724 | 3566.307 | 7297.1121 | 2902.5948 | 5421.7045 | 3022.2627 | 864.5473 | 571.1536
2024-01-06 08:00 | 1465.5098 | 2615.7649 | 3595.7969 | 7605.5977 | 3068.6578 | 5691.2538 | 3095.8699 | 919.5219 | 535.8559
2024-01-06 09:00 | 1483.3059 | 2596.2315 | 3707.0036 | 7654.4962 | 3155.0769 | 5762.7409 | 3058.821 | 935.0472 | 555.148
2024-01-06 10:00 | 1483.1929 | 2560.0062 | 3747.3795 | 7653.6023 | 3176.0894 | 5718.4132 | 3088.5005 | 931.6183 | 569.1614
2024-01-06 11:00 | 1473.9818 | 2621.8317 | 3817.1561 | 7546.6416 | 3108.8952 | 5673.2181 | 3088.8079 | 933.5402 | 573.8699
2024-01-06 12:00 | 1466.1907 | 2555.1714 | 3675.3494 | 7494.2117 | 3135.7471 | 5619.7536 | 3117.275 | 925.5278 | 555.7164
2024-01-06 13:00 | 1448.5089 | 2468.633 | 3672.9482 | 7476.4616 | 3075.7983 | 5587.2376 | 3104.6677 | 904.2818 | 546.8641
2024-01-06 14:00 | 1459.938 | 2476.2884 | 3548.9808 | 7453.4059 | 3097.8728 | 5519.3082 | 3074.036 | 872.8447 | 593.9546
2024-01-06 15:00 | 1528.6278 | 2549.3197 | 3594.7068 | 7737.8551 | 3085.7417 | 5691.2831 | 3099.3103 | 915.7617 | 606.1736
2024-01-06 16:00 | 1600.1177 | 2714.4655 | 3664.2437 | 7845.5032 | 3161.0941 | 5773.8057 | 3146.8096 | 947.2165 | 633.701
2024-01-06 17:00 | 1677.5491 | 2850.3456 | 3778.7831 | 7966.2937 | 3103.1603 | 5822.363 | 3090.2147 | 959.8037 | 657.4531
2024-01-06 18:00 | 1754.3556 | 3001.6639 | 3952.5852 | 8158.4841 | 3154.4767 | 5927.2077 | 3084.9091 | 957.6767 | 704.2309
2024-01-06 19:00 | 1655.2355 | 3053.7025 | 3887.2176 | 7868.7131 | 3067.8774 | 5795.1452 | 3032.2518 | 939.8397 | 725.128
2024-01-06 20:00 | 1570.9896 | 2939.204 | 3804.4686 | 7565.4545 | 3161.572 | 5472.486 | 3089.9417 | 887.5413 | 732.0749
2024-01-06 21:00 | 1348.3999 | 2704.3512 | 3672.419 | 6994.8815 | 2902.9264 | 5093.5315 | 3149.2434 | 809.2136 | 672.863
2024-01-06 22:00 | 1091.9785 | 2505.6745 | 3547.5483 | 6333.2782 | 2645.958 | 4722.2583 | 3091.1906 | 755.3627 | 616.9078
2024-01-06 23:00 | 938.0989 | 2330.5527 | 3393.1154 | 5867.8523 | 2367.0624 | 4477.5584 | 2974.1456 | 706.906 | 557.6934
2024-01-07 | 865.0286 | 2272.7184 | 3317.9658 | 5678.5093 | 2218.2156 | 4380.6568 | 2935.3729 | 696.8881 | 538.8795
2024-01-07 01:00 | 879.1521 | 2249.7903 | 3365.4011 | 5508.3726 | 2111.9253 | 4334.2884 | 2938.8144 | 694.8417 | 530.2814
2024-01-07 02:00 | 872.4935 | 2280.0242 | 3366.8398 | 5484.2182 | 2091.6603 | 4260.3105 | 2946.3033 | 700.9456 | 486.8752
2024-01-07 03:00 | 887.011 | 2285.945 | 3251.5491 | 5538.1617 | 2135.1508 | 4299.5217 | 2915.1222 | 704.5274 | 480.4126
2024-01-07 04:00 | 970.1611 | 2397.0103 | 3218.8681 | 5875.0913 | 2313.9348 | 4542.8332 | 2987.4519 | 728.5849 | 515.7303
2024-01-07 05:00 | 1184.3651 | 2475.21 | 3309.9453 | 6518.8093 | 2556.2663 | 5010.2872 | 3128.0735 | 818.3854 | 496.1218
2024-01-07 06:00 | 1397.6089 | 2570.5074 | 3390.6213 | 7229.4882 | 2884.2853 | 5511.6128 | 3323.9447 | 876.8334 | 526.4123
2024-01-07 07:00 | 1508.9942 | 2475.4783 | 3327.3232 | 7460.0782 | 2975.1231 | 5672.0966 | 3121.5491 | 898.0944 | 545.8243
2024-01-07 08:00 | 1681.502 | 2624.6075 | 3492.8629 | 7718.5876 | 3090.889 | 5821.3336 | 3156.3427 | 935.3793 | 554.9178
2024-01-07 09:00 | 1730.6421 | 2653.4941 | 3495.8504 | 7813.8246 | 3178.2779 | 5861.0436 | 3174.0614 | 964.937 | 563.5275
2024-01-07 10:00 | 1735.6335 | 2599.1911 | 3504.3265 | 7809.9015 | 3258.1533 | 5781.1704 | 3172.4423 | 974.7306 | 515.6593
2024-01-07 11:00 | 1702.429 | 2607.4315 | 3527.1356 | 7839.9121 | 3239.8298 | 5784.5206 | 3157.8579 | 959.1019 | 594.2356
2024-01-07 12:00 | 1671.6924 | 2545.143 | 3597.4225 | 7720.9789 | 3245.2714 | 5749.3228 | 3179.9223 | 954.6275 | 596.1948
2024-01-07 13:00 | 1637.0706 | 2504 | 3637.9469 | 7676.5857 | 3145.669 | 5740.3932 | 3211.8321 | 951.8677 | 592.0556
2024-01-07 14:00 | 1656.9521 | 2553.8204 | 3636.6472 | 7650.0634 | 3072.2703 | 5704.4227 | 3165.3743 | 945.0916 | 617.098
2024-01-07 15:00 | 1743.827 | 2677.2078 | 3713.5717 | 7815.1607 | 3109.8654 | 5846.7067 | 3196.1233 | 953.8195 | 585.5306
2024-01-07 16:00 | 1790.4447 | 2725.467 | 3794.9747 | 7953.8162 | 3154.659 | 5891.7936 | 3192.1005 | 972.4288 | 614.1492
2024-01-07 17:00 | 1757.3658 | 2791.1141 | 3864.414 | 7943.1106 | 3100.8768 | 5963.7141 | 3200.2524 | 982.0478 | 628.6518
2024-01-07 18:00 | 1757.104 | 2971.6078 | 4032.6471 | 8131.2319 | 3145.9865 | 6115.3809 | 3142.2947 | 975.7085 | 624.2009
2024-01-07 19:00 | 1551.4459 | 3036.969 | 3936.9105 | 7926.2646 | 2996.5275 | 5944.7945 | 3049.6605 | 940.5745 | 674.337
2024-01-07 20:00 | 1476.2693 | 2949.0909 | 3770.5654 | 7647.0804 | 3000.3105 | 5620.1099 | 3129.502 | 875.937 | 703.5005
2024-01-07 21:00 | 1321.878 | 2719.0178 | 3652.3583 | 7046.5806 | 2786.2752 | 5178.9307 | 3171.8146 | 806.3853 | 655.1653
2024-01-07 22:00 | 1109.4445 | 2503.2522 | 3473.0835 | 6355.7831 | 2383.0645 | 4719.3268 | 3128.5782 | 757.9022 | 550.9041
2024-01-07 23:00 | 974.8078 | 2362.6593 | 3370.9455 | 5921.0756 | 2148.5401 | 4538.1019 | 3069.6347 | 709.4604 | 542.9721
2024-01-08 | 953.9496 | 2304.783 | 3253.2402 | 5674.3319 | 2012.7009 | 4466.5597 | 3010.0233 | 690.8445 | 523.5384
2024-01-08 01:00 | 931.3667 | 2301.9615 | 3266.9603 | 5541.2675 | 1975.1988 | 4454.3988 | 2965.6451 | 692.8123 | 530.535
2024-01-08 02:00 | 934.9644 | 2314.6763 | 3224.1639 | 5574.7715 | 1904.2959 | 4438.0063 | 2997.8646 | 696.8375 | 546.4257
2024-01-08 03:00 | 925.9192 | 2297.7328 | 3131.6671 | 5713.7308 | 1990.5864 | 4486.6442 | 2988.3521 | 705.7537 | 534.1251
2024-01-08 04:00 | 990.747 | 2417.1192 | 3257.7823 | 5998.7769 | 2083.7383 | 4692.1257 | 3069.5987 | 735.6308 | 570.6119
2024-01-08 05:00 | 1157.7144 | 2566.3169 | 3407.1861 | 6615.3065 | 2454.1117 | 5243.4795 | 3238.0817 | 811.8369 | 577.7251
2024-01-08 06:00 | 1359.2457 | 2706.9802 | 3507.6556 | 7242.821 | 2720.2893 | 5691.2499 | 3369.9941 | 874.6907 | 586.0436
2024-01-08 07:00 | 1419.5145 | 2644.4761 | 3455.7739 | 7473.0195 | 2839.0379 | 5807.4115 | 3209.7802 | 885.734 | 586.4006
2024-01-08 08:00 | 1561.3039 | 2799.6002 | 3513.2782 | 7856.3007 | 3029.9694 | 6004.6734 | 3288.2534 | 953.4538 | 578.5896
2024-01-08 09:00 | 1604.2352 | 2859.1254 | 3550.6704 | 8024.7778 | 3106.0485 | 6054.4147 | 3348.5293 | 978.8937 | 568.6593
2024-01-08 10:00 | 1587.7223 | 2829.5234 | 3455.4321 | 7896.9558 | 3134.705 | 5913.1416 | 3367.6779 | 977.311 | 609.4246
2024-01-08 11:00 | 1580.261 | 2860.7927 | 3570.632 | 7931.8172 | 3102.6584 | 5701.3871 | 3400.2325 | 960.067 | 655.6148
2024-01-08 12:00 | 1554.3576 | 2861.9648 | 3569.8527 | 7889.6409 | 3127.0515 | 5608.7125 | 3369.1867 | 933.667 | 642.0467
2024-01-08 13:00 | 1509.3726 | 2749.4883 | 3570.9345 | 7846.2689 | 3022.4156 | 5783.0634 | 3263.6929 | 918.8427 | 640.3767
2024-01-08 14:00 | 1476.9369 | 2768.004 | 3595.9857 | 7706.4302 | 2947.5272 | 5786.6287 | 3190.7806 | 914.6028 | 577.1795
2024-01-08 15:00 | 1535.933 | 2841.5661 | 3628.6511 | 7795.7487 | 2953.0784 | 5952.3799 | 3133.2918 | 928.4913 | 551.9739
2024-01-08 16:00 | 1601.7875 | 2892.2701 | 3653.6334 | 7855.7069 | 2942.4023 | 5999.8078 | 3154.7368 | 934.3627 | 644.489
2024-01-08 17:00 | 1664.0369 | 2909.9906 | 3636.5142 | 7866.7194 | 2915.5006 | 5941.1148 | 3130.5115 | 921.3603 | 615.4138
2024-01-08 18:00 | 1740.7955 | 3027.8354 | 3780.2931 | 8090.0479 | 2973.7245 | 6009.088 | 3178.3155 | 922.9352 | 653.9876
2024-01-08 19:00 | 1679.1286 | 3038.9875 | 3777.1069 | 7923.5367 | 2819.8807 | 5725.2981 | 3048.9198 | 942.4438 | 652.6714
2024-01-08 20:00 | 1665.0733 | 2970.9274 | 3698.2601 | 7506.3199 | 2790.2033 | 5424.0161 | 3097.3008 | 905.5024 | 691.7871
2024-01-08 21:00 | 1475.5041 | 2786.4306 | 3609.6738 | 6994.051 | 2624.554 | 5106.813 | 3085.3713 | 824.3293 | 642.3238
2024-01-08 22:00 | 1277.5668 | 2582.407 | 3407.1996 | 6372.544 | 2337.8361 | 4737.9481 | 2962.6083 | 756.1754 | 606.4808
2024-01-08 23:00 | 1161.9512 | 2511.3844 | 3325.818 | 5983.9847 | 2159.0913 | 4604.7967 | 2608.5012 | 709.3257 | 564.0937
2024-01-09 | 1064.0272 | 2418.708 | 3267.6666 | 5681.6465 | 2072.0265 | 4393.0968 | 2802.0677 | 664.3593 | 527.4804
2024-01-09 01:00 | 1006.3061 | 2335.2211 | 3218.9322 | 5616.1337 | 1952.4855 | 4417.3601 | 2863.8567 | 659.5582 | 534.5315
2024-01-09 02:00 | 936.0191 | 2370.3584 | 3249.8414 | 5531.2949 | 1923.9056 | 4407.4145 | 2906.9697 | 658.4596 | 526.7554
2024-01-09 03:00 | 928.1382 | 2349.9437 | 3243.5746 | 5600.529 | 1950.4172 | 4438.4013 | 2887.6326 | 668.6491 | 549.8715
2024-01-09 04:00 | 1019.4742 | 2454.9797 | 3414.5644 | 5905.422 | 2038.8021 | 4638.8833 | 2964.9077 | 693.8236 | 566.8278
2024-01-09 05:00 | 1147.7184 | 2575.7263 | 3672.0579 | 6392.8031 | 2268.1346 | 5000.8017 | 3155.5495 | 743.4621 | 575.975
2024-01-09 06:00 | 1297.5917 | 2608.0515 | 3754.2249 | 6698.5292 | 2454.3484 | 5234.5025 | 3223.9376 | 776.0042 | 618.1503
2024-01-09 07:00 | 1371.2904 | 2624.6506 | 3641.9478 | 6955.6493 | 2588.322 | 5376.4463 | 3144.1247 | 805.7091 | 581.5781
2024-01-09 08:00 | 1509.9157 | 2733.6654 | 3720.4306 | 7357.9205 | 2800.1911 | 5725.3251 | 3224.2842 | 859.6922 | 575.2965
2024-01-09 09:00 | 1493.8543 | 2786.9663 | 3716.8708 | 7639.3495 | 2873.3653 | 5830.6673 | 3194.4202 | 883.6013 | 668.983
2024-01-09 10:00 | 1440.115 | 2717.161 | 3751.8379 | 7696.2534 | 2832.4605 | 5748.6759 | 3175.5474 | 884.453 | 653.0378
2024-01-09 11:00 | 1406.3619 | 2642.5897 | 3715.889 | 7660.1372 | 2785.0684 | 5656.6757 | 3172.8157 | 835.2617 | 677.7894
2024-01-09 12:00 | 1378.2507 | 2654.1369 | 3671.3065 | 7608.0859 | 2773.3502 | 5603.0686 | 3181.9787 | 814.1994 | 615.9188
2024-01-09 13:00 | 1358.5548 | 2617.7483 | 3612.3308 | 7640.0207 | 2680.0867 | 5548.5268 | 3191.2561 | 805.1083 | 665.8211
2024-01-09 14:00 | 1351.5285 | 2644.9379 | 3602.8549 | 7610.6964 | 2594.6495 | 5569.4925 | 3139.4473 | 802.3156 | 635.3307
2024-01-09 15:00 | 1418.9216 | 2676.2745 | 3718.7135 | 7644.6872 | 2590.9634 | 5581.103 | 3051.7721 | 803.8859 | 672.2103
2024-01-09 16:00 | 1433.2126 | 2716.2555 | 3768.2102 | 7736.9259 | 2590.03 | 5614.1324 | 3054.3635 | 827.7194 | 632.1316
2024-01-09 17:00 | 1459.0136 | 2825.2292 | 3816.5644 | 7896.5136 | 2615.1505 | 5656.9619 | 3078.5103 | 839.8119 | 598.8336
2024-01-09 18:00 | 1531.6196 | 2977.1159 | 3932.0051 | 8102.4582 | 2688.964 | 5883.5725 | 3087.7287 | 869.9936 | 644.8862
2024-01-09 19:00 | 1530.1363 | 2924.9656 | 3866.0825 | 7920.5592 | 2596.6066 | 5747.1445 | 3071.9712 | 919.0183 | 593.0457
2024-01-09 20:00 | 1517.6522 | 2756.7852 | 3777.1247 | 7638.5029 | 2749.8677 | 5410.4555 | 3081.2067 | 915.47 | 614.3658
2024-01-09 21:00 | 1292.5577 | 2548.8843 | 3680.7515 | 7058.708 | 2626.6481 | 5082.6145 | 3042.3028 | 829.1273 | 598.4847
2024-01-09 22:00 | 1088.3929 | 2406.7437 | 3474.6396 | 6423.6481 | 2361.9774 | 4718.8879 | 2867.5644 | 744.0082 | 548.6177
2024-01-09 23:00 | 960.8016 | 2311.5086 | 3417.8479 | 5948.9022 | 2120.8841 | 4465.7848 | 2802.3204 | 696.5752 | 497.3396
2024-01-10 | 917.6909 | 2265.2826 | 3352.6417 | 5694.583 | 1963.2919 | 4376.5422 | 2769.1079 | 670.816 | 462.7575
2024-01-10 01:00 | 889.0451 | 2224.7212 | 3270.0945 | 5551.0014 | 1971.9523 | 4317.2065 | 2803.2731 | 655.7617 | 468.9092
2024-01-10 02:00 | 867.8389 | 2189.9345 | 3261.8285 | 5546.3678 | 1862.8042 | 4305.422 | 2763.1988 | 647.3225 | 475.7746
2024-01-10 03:00 | 870.4966 | 2114.2321 | 3192.679 | 5578.5959 | 1941.7076 | 4315.3848 | 2697.4267 | 656.9355 | 492.5294
2024-01-10 04:00 | 917.9284 | 2152.3473 | 3348.4533 | 5893.5041 | 2050.9016 | 4537.9597 | 2827.1955 | 677.08 | 509.7786
2024-01-10 05:00 | 1021.7539 | 2300.4685 | 3524.6258 | 6300.6252 | 2226.5251 | 4902.8984 | 2956.5976 | 723.6548 | 545.2355
2024-01-10 06:00 | 1143.7556 | 2365.4972 | 3499.0114 | 6582.5849 | 2344.436 | 5095.1572 | 2999.9608 | 756.0885 | 583.0874
2024-01-10 07:00 | 1247.9965 | 2344.1157 | 3410.493 | 6786.0162 | 2523.0574 | 5176.3255 | 2869.9149 | 730.3087 | 577.2384
2024-01-10 08:00 | 1360.3638 | 2489.292 | 3484.7796 | 7291.257 | 2645.7105 | 5351.1476 | 2839.3995 | 757.0501 | 661.2147
2024-01-10 09:00 | 1347.1524 | 2471.1595 | 3446.7787 | 7554.4905 | 2766.1704 | 5321.5642 | 2826.0974 | 757.3984 | 655.932
2024-01-10 10:00 | 1311.064 | 2482.3391 | 3530.2798 | 7675.5709 | 2850.6375 | 5303.812 | 2832.9306 | 750.8748 | 664.5593
2024-01-10 11:00 | 1280.5944 | 2433.8586 | 3476.3295 | 7669.2626 | 2891.175 | 5202.1259 | 2777.4751 | 749.2394 | 650.7516
2024-01-10 12:00 | 1273.5797 | 2389.1374 | 3500.4174 | 7599.3126 | 2752.4381 | 5050.6707 | 2764.4431 | 761.7435 | 623.7309
2024-01-10 13:00 | 1245.8096 | 2381.5025 | 3489.0216 | 7561.566 | 2673.714 | 4989.6474 | 2798.3803 | 740.8588 | 650.608
2024-01-10 14:00 | 1230.3227 | 2330.1317 | 3553.8523 | 7503.727 | 2557.6125 | 4926.2288 | 2842.4722 | 711.7658 | 608.1052
2024-01-10 15:00 | 1251.0167 | 2368.8663 | 3589.6814 | 7544.3281 | 2527.0695 | 5072.1158 | 2868.8205 | 711.6698 | 631.5937
2024-01-10 16:00 | 1302.2137 | 2481.2652 | 3600.1587 | 7722.4356 | 2459.8274 | 5220.5348 | 2908.3471 | 754.0469 | 574.5156
2024-01-10 17:00 | 1446.6385 | 2552.0385 | 3616.9711 | 7858.2332 | 2479.9951 | 5325.4832 | 2958.0618 | 794.5107 | 590.9852
2024-01-10 18:00 | 1548.6982 | 2718.2611 | 3771.7878 | 8074.0621 | 2624.6217 | 5535.9664 | 3060.6248 | 813.2744 | 641.6756
2024-01-10 19:00 | 1527.2136 | 2644.4694 | 3619.46 | 8021.8288 | 2619.9708 | 5526.5107 | 2969.6366 | 861.5578 | 618.1904
2024-01-10 20:00 | 1488.4521 | 2484.1065 | 3539.6026 | 7797.144 | 2809.3489 | 5288.8535 | 2938.623 | 838.2489 | 618.0185
2024-01-10 21:00 | 1283.4034 | 2367.0136 | 3521.4291 | 7192.3268 | 2727.3133 | 4958.4282 | 3033.4423 | 806.2587 | 622.1367
2024-01-10 22:00 | 1069.1299 | 2290.5103 | 3401.0239 | 6530.948 | 2439.236 | 4598.7674 | 2979.0288 | 741.9213 | 591
2024-01-10 23:00 | 969.6118 | 2198.8248 | 3218.7746 | 6030.0397 | 2113.2288 | 4402.0931 | 2895.5164 | 698.4299 | 574.0816
2024-01-11 | 916.1345 | 2173.3821 | 3244.3295 | 5822.9706 | 1962.5919 | 4335.3957 | 2929.9019 | 679.5 | 548.1214
2024-01-11 01:00 | 891.9302 | 2144.4063 | 3267.0105 | 5673.7684 | 1923.8697 | 4290.2684 | 2965.2955 | 659.8971 | 531.7913
2024-01-11 02:00 | 883.0215 | 2166.5304 | 3266.996 | 5683.3129 | 1870.0307 | 4296.6735 | 2987.1871 | 667.4674 | 540.0477
2024-01-11 03:00 | 874.935 | 2097.4857 | 3271.3057 | 5801.5703 | 1921.2226 | 4437.2579 | 2993.8418 | 688.8094 | 506.3649
2024-01-11 04:00 | 936.6683 | 2206.9814 | 3386.0417 | 6175.3363 | 2075.8003 | 4692.806 | 2984.0216 | 723.5386 | 541.543
2024-01-11 05:00 | 1116.7042 | 2376.0284 | 3672.5146 | 6902.768 | 2364.4952 | 5132.6099 | 3120.2754 | 799.4086 | 544.6645
2024-01-11 06:00 | 1306.9148 | 2468.4416 | 3761.5332 | 7560.9449 | 2674.0383 | 5516.6147 | 3231.9468 | 843.0326 | 574.4431
2024-01-11 07:00 | 1387.017 | 2440.9311 | 3741.161 | 7738.6398 | 2754.7241 | 5540.0256 | 3088.9435 | 839.2921 | 561.6202
2024-01-11 08:00 | 1496.8952 | 2531.743 | 3655.8384 | 8106.1153 | 2964.8104 | 5719.2767 | 3182.5042 | 866.4678 | 637.4539
2024-01-11 09:00 | 1529.1314 | 2607.1998 | 3677.4902 | 8325.2677 | 3074.7638 | 5755.7507 | 3197.1265 | 868.7548 | 662.1771
2024-01-11 10:00 | 1544.0502 | 2538.7906 | 3611.2376 | 8269.9157 | 3116.6877 | 5673.2311 | 3198.9375 | 871.533 | 704.7985
2024-01-11 11:00 | 1588.5279 | 2590.4932 | 3588.4998 | 8358.5825 | 3182.2487 | 5732.2811 | 3316.3949 | 897.7255 | 685.6994
2024-01-11 12:00 | 1614.9684 | 2551.1219 | 3519.4349 | 8198.9391 | 3125.2804 | 5666.7933 | 3310.8183 | 874.6794 | 713.1865
2024-01-11 13:00 | 1680.6347 | 2493.2289 | 3469.4421 | 8148.9419 | 3099.5327 | 5713.3047 | 3227.2438 | 880.643 | 663.4752
2024-01-11 14:00 | 1716.8741 | 2460.6669 | 3414.9551 | 8049.5103 | 3075.0361 | 5640.8371 | 3196.6869 | 871.5742 | 687.8908
2024-01-11 15:00 | 1773.6198 | 2559.765 | 3495.3021 | 8195.1938 | 3163.1968 | 5758.806 | 3234.3435 | 903.1098 | 676.6911
2024-01-11 16:00 | 1825.1579 | 2670.6537 | 3663.993 | 8389.6512 | 3207.4376 | 5869.7954 | 3339.0156 | 909.2494 | 649.8566
2024-01-11 17:00 | 1800.6745 | 2784.0846 | 3743.6928 | 8445.8392 | 3102.3485 | 5881.4737 | 3323.6074 | 899.6493 | 644.3921
2024-01-11 18:00 | 1754.6135 | 2888.9898 | 3870.1378 | 8579.1936 | 3101.0786 | 5967.3766 | 3216.1659 | 900.7381 | 626.8498
2024-01-11 19:00 | 1668.0795 | 2893.118 | 3797.6061 | 8355.0357 | 2883.7779 | 5909.066 | 3054.746 | 923.7027 | 639.1143
2024-01-11 20:00 | 1623.9232 | 2757.738 | 3730.8543 | 8209.4312 | 2930.4911 | 5747.3772 | 3066.2106 | 918.0894 | 688.2171
2024-01-11 21:00 | 1376.6389 | 2551.0473 | 3508.2003 | 7570.7889 | 2810.8394 | 5272.8058 | 3146.0665 | 827.6689 | 629.6914
2024-01-11 22:00 | 1088.3298 | 2346.8301 | 3406.5594 | 6763.2539 | 2477.9262 | 4771.7227 | 3061.3006 | 753.8541 | 570.8918
2024-01-11 23:00 | 1006.409 | 2235.8671 | 3278.9412 | 6182.9759 | 2215.9339 | 4557.5528 | 3039.7195 | 713.7353 | 538.0918
2024-01-12 | 982.7349 | 2252.1624 | 3231.0494 | 5906.7238 | 2130.1593 | 4437.9998 | 3035.5158 | 698.3313 | 529.8202
2024-01-12 01:00 | 975.3264 | 2217.1734 | 3206.3184 | 5792.5034 | 2110.2629 | 4388.0299 | 3049.2976 | 691.134 | 540.4272
2024-01-12 02:00 | 983.5957 | 2204.7777 | 3152.6769 | 5704.8155 | 2076.5416 | 4385.4131 | 2984.8296 | 674.5485 | 564.2493
2024-01-12 03:00 | 984.2996 | 2202.93 | 3126.8005 | 5810.7299 | 2085.2011 | 4408.9212 | 2960.4976 | 673.8894 | 554.4665
2024-01-12 04:00 | 1031.7304 | 2308.7565 | 3258.192 | 6248.6492 | 2231.0122 | 4699.3357 | 3037.3677 | 697.6074 | 566.9092
2024-01-12 05:00 | 1221.8596 | 2487.7647 | 3399.5068 | 6927.2911 | 2554.1482 | 5195.7207 | 3166.6534 | 795.3305 | 571.9997
2024-01-12 06:00 | 1470.1255 | 2580.9797 | 3525.7549 | 7573.5537 | 2871.7655 | 5588.2572 | 3248.7519 | 850.2454 | 570.4889
2024-01-12 07:00 | 1541.6968 | 2539.2999 | 3387.159 | 7714.2646 | 3003.9576 | 5537.1857 | 3034.087 | 847.002 | 595.2454
2024-01-12 08:00 | 1655.8766 | 2552.4374 | 3409.023 | 8013.6953 | 3125.5173 | 5667.172 | 3016.3886 | 870.3979 | 607.2288
2024-01-12 09:00 | 1687.377 | 2544.9627 | 3372.8889 | 8061.9252 | 3214.7586 | 5675.2238 | 3140.8635 | 885.4299 | 688.7265
2024-01-12 10:00 | 1705.5305 | 2485.5148 | 3375.0528 | 8120.2922 | 3264.3539 | 5636.8895 | 3082.7739 | 890.8546 | 716.5857
2024-01-12 11:00 | 1724.7079 | 2501.811 | 3438.4039 | 7952.9714 | 3265.6874 | 5648.3769 | 3138.8302 | 880.8303 | 700.0339
2024-01-12 12:00 | 1763.3886 | 2412.8155 | 3479.2487 | 7848.0994 | 3213.9391 | 5612.4893 | 3157.3333 | 873.5967 | 759.4806
2024-01-12 13:00 | 1769.8756 | 2407.4726 | 3492.5754 | 7863.5006 | 3219.187 | 5601.661 | 3158.0887 | 876.9651 | 685.6693
2024-01-12 14:00 | 1743.8379 | 2448.5437 | 3477.8116 | 7776.9338 | 3251.1239 | 5584.1882 | 3105.0994 | 877.4834 | 654.0123
2024-01-12 15:00 | 1767.1732 | 2575.7125 | 3628.5925 | 7851.1909 | 3301.2413 | 5679.919 | 3185.1052 | 898.1488 | 700.4169
2024-01-12 16:00 | 1849.7907 | 2706.4983 | 3663.9476 | 7968.2078 | 3327.4115 | 5735.2955 | 3215.484 | 919.7827 | 652.4998
2024-01-12 17:00 | 1851.8868 | 2805.9194 | 3763.2158 | 7960.2735 | 3207.4004 | 5704.0526 | 3178.6678 | 906.7585 | 683.0834
2024-01-12 18:00 | 1877.7567 | 2890.7435 | 3964.2219 | 8154.1856 | 3352.4961 | 5808.8254 | 3129.7013 | 895.4693 | 736.8931
2024-01-12 19:00 | 1791.8272 | 2901.7016 | 3870.2313 | 8093.4375 | 3096.278 | 5727.2364 | 3044.796 | 934.5304 | 712.3027
2024-01-12 20:00 | 1695.6014 | 2823.0623 | 3768.7567 | 7857.4089 | 3138.9672 | 5500.0121 | 3006.4981 | 913.7069 | 739.361
2024-01-12 21:00 | 1465.5505 | 2650.4124 | 3673.2109 | 7260.5456 | 2986.6957 | 5218.4163 | 3095.3669 | 836.0908 | 706.698
2024-01-12 22:00 | 1206.7999 | 2471.2206 | 3467.2584 | 6471.1934 | 2698.146 | 4770.3678 | 3066.8895 | 772.4273 | 645.4482
2024-01-12 23:00 | 1070.5571 | 2353.541 | 3226.4553 | 5865.7589 | 2398.817 | 4551.0311 | 2990.9653 | 718.0822 | 558.1992
2024-01-13 | 978.2666 | 2333.0935 | 3175.9392 | 5604.3928 | 2252.1746 | 4513.6424 | 3024.7045 | 716.8887 | 555.5135
2024-01-13 01:00 | 965.2575 | 2317.3457 | 3186.8331 | 5564.5972 | 2186.3207 | 4484.4266 | 3054.9713 | 710.2697 | 547.3689
2024-01-13 02:00 | 956.9669 | 2283.3103 | 3209.1826 | 5543.2391 | 2174.8786 | 4485.8645 | 3034.6105 | 709.9535 | 559.0665
2024-01-13 03:00 | 942.3083 | 2275.9461 | 3178.4363 | 5716.027 | 2215.3511 | 4453.3969 | 2961.1431 | 702.0718 | 543.846
2024-01-13 04:00 | 1030.7026 | 2385.6925 | 3248.8288 | 6215.9128 | 2314.7705 | 4711.5369 | 2974.6282 | 735.114 | 566.655
2024-01-13 05:00 | 1288.6533 | 2599.6817 | 3316.0782 | 6805.7846 | 2488.3512 | 5131.4822 | 3015.3713 | 833.7215 | 625.9065
2024-01-13 06:00 | 1490.5667 | 2612.2603 | 3386.6154 | 7685.1471 | 2851.2387 | 5599.1031 | 3194.3804 | 887.4755 | 647.9922
2024-01-13 07:00 | 1510.0907 | 2465.9614 | 3379.1091 | 7771.2762 | 3026.0348 | 5638.9321 | 3164.7346 | 855.089 | 677.6259
2024-01-13 08:00 | 1677.8342 | 2502.6804 | 3402.892 | 7954.4211 | 3278.4349 | 5762.217 | 3161.5785 | 875.5925 | 633.6016
2024-01-13 09:00 | 1766.8897 | 2454.8991 | 3394.0468 | 8073.6989 | 3339.605 | 5799.8573 | 3257.4794 | 914.8876 | 616.4231
2024-01-13 10:00 | 1772.7229 | 2453.7952 | 3368.477 | 8081.1214 | 3305.2953 | 5790.5077 | 3248.7624 | 919.5922 | 617.0489
2024-01-13 11:00 | 1762.2258 | 2469.868 | 3360.3412 | 8001.9337 | 3322.1691 | 5832.1329 | 3197.0825 | 901.5727 | 589.9448
2024-01-13 12:00 | 1759.3897 | 2371.3305 | 3383.0823 | 7834.8893 | 3263.4485 | 5772.0479 | 3218.2651 | 900.2563 | 564.2262
2024-01-13 13:00 | 1748.1052 | 2283.5566 | 3360.7184 | 7924.1542 | 3139.5459 | 5771.7605 | 3243.0763 | 922.6988 | 625.3023
2024-01-13 14:00 | 1764.0278 | 2282.062 | 3403.4116 | 7960.1192 | 3155.2596 | 5741.886 | 3153.5432 | 933.2441 | 657.6088
2024-01-13 15:00 | 1805.3305 | 2416.5984 | 3489.1429 | 8152.5807 | 3277.0272 | 5866.4428 | 3280.1291 | 943.1843 | 641.5997
2024-01-13 16:00 | 1783.7078 | 2575.0818 | 3592.9733 | 8321.8326 | 3274.9125 | 5915.7422 | 3340.6429 | 957.7811 | 657.7425
2024-01-13 17:00 | 1702.8201 | 2698.4857 | 3732.3344 | 8560.856 | 3228.5355 | 5925.9157 | 3302.9893 | 942.0279 | 653.9826
2024-01-13 18:00 | 1780.7733 | 2914.6998 | 3825.7679 | 8734.6894 | 3240.2314 | 5986.2892 | 3213.3941 | 938.607 | 654.5121
2024-01-13 19:00 | 1707.4662 | 3002.2847 | 3763.1034 | 8286.1734 | 3066.2017 | 5894.6325 | 3102.9036 | 936.2508 | 671.5027
2024-01-13 20:00 | 1698.5397 | 2913.003 | 3709.8966 | 7829.2979 | 3146.4144 | 5588.5029 | 3140.2225 | 905.4726 | 706.7722
2024-01-13 21:00 | 1469.5198 | 2690.2464 | 3632.7871 | 7180.4103 | 2926.6323 | 5286.4036 | 3213.0758 | 831.1995 | 709.7404
2024-01-13 22:00 | 1336.816 | 2488.3571 | 3442.9457 | 6354.7099 | 2548.7589 | 4917.5976 | 3119.8838 | 772.3341 | 638.6811
2024-01-13 23:00 | 1275.6865 | 2339.7883 | 3256.188 | 5850.2857 | 2240.6195 | 4667.5372 | 3069.5267 | 746.5559 | 578.236
2024-01-14 | 1197.4443 | 2303.0675 | 3206.4163 | 5650.2323 | 2141.7607 | 4544.6181 | 3051.2741 | 727.4316 | 566.5029
2024-01-14 01:00 | 1207.5531 | 2297.1472 | 3117.1165 | 5531.5071 | 2088.2643 | 4486.6766 | 3017.1765 | 724.8541 | 576.7251
2024-01-14 02:00 | 1179.1225 | 2258.0827 | 3111.6767 | 5467.9725 | 2073.4855 | 4448.0784 | 2995.2873 | 720.8759 | 549.661
2024-01-14 03:00 | 1181.2779 | 2253.6904 | 3064.3203 | 5687.015 | 2110.2701 | 4517.9714 | 2967.0895 | 724.2755 | 529.1687
2024-01-14 04:00 | 1241.4413 | 2356.9459 | 3200.5493 | 6121.5227 | 2195.6191 | 4772.6185 | 2973.2834 | 743.9386 | 515.6973
2024-01-14 05:00 | 1460.6013 | 2542.8849 | 3356.5486 | 6824.6873 | 2461.257 | 5337.7632 | 2975.4637 | 848.7562 | 552.981
2024-01-14 06:00 | 1525.8429 | 2585.8871 | 3419.5996 | 7731.7998 | 2918.8507 | 5643.6352 | 3185.0537 | 884.4479 | 569.9229
2024-01-14 07:00 | 1455.4815 | 2486.8841 | 3476.8133 | 7827.1078 | 3065.006 | 5630.4765 | 3137.2543 | 851.6592 | 602.0365
2024-01-14 08:00 | 1508.4465 | 2493.6428 | 3504.5626 | 8092.9249 | 3185.4107 | 5782.703 | 3207.7578 | 878.4716 | 697.1141
2024-01-14 09:00 | 1551.4153 | 2522.2826 | 3522.4174 | 8264.1258 | 3310.6099 | 5865.3698 | 3317.9461 | 896.9725 | 659.4516
2024-01-14 10:00 | 1570.767 | 2508.3787 | 3493.9406 | 8246.6814 | 3290.0937 | 5868.9518 | 3252.181 | 919.8752 | 707.889
2024-01-14 11:00 | 1569.1411 | 2534.7486 | 3474.7015 | 8198.2281 | 3331.6601 | 5873.6774 | 3309.3321 | 904.9373 | 644.7153
2024-01-14 12:00 | 1589.8772 | 2459.6465 | 3502.1551 | 8117.7345 | 3248.6009 | 5823.3484 | 3274.2437 | 902.6407 | 659.3527
2024-01-14 13:00 | 1679.2031 | 2477.3892 | 3467.6475 | 8113.8096 | 3178.8612 | 5874.5189 | 3237.2726 | 887.308 | 603.9315
2024-01-14 14:00 | 1620.601 | 2511.1057 | 3441.5423 | 8124.0477 | 3146.7328 | 5895.3894 | 3158.8316 | 890.3128 | 663.0325
2024-01-14 15:00 | 1679.1195 | 2529.7649 | 3549.2806 | 8347.8905 | 3177.2737 | 6040.2114 | 3202.632 | 895.5746 | 661.0614
2024-01-14 16:00 | 1766.0918 | 2654.2188 | 3581.7247 | 8445.7469 | 3141.823 | 6130.4979 | 3234.2971 | 933.2672 | 582.1422
2024-01-14 17:00 | 1839.7189 | 2732.8772 | 3581.2137 | 8470.7091 | 3126.7962 | 6121.5381 | 3220.1676 | 941.3132 | 615.9737
2024-01-14 18:00 | 1854.2796 | 2908.3574 | 3807.4652 | 8520.6623 | 3197.8062 | 6200.5046 | 3133.1687 | 918.3213 | 667.8567
2024-01-14 19:00 | 1760.1388 | 3001.827 | 3775.24 | 8330.4592 | 3022.7636 | 5914.2818 | 3007.5294 | 918.5579 | 679.7145
2024-01-14 20:00 | 1687.5068 | 2856.5315 | 3729.3625 | 7911.5569 | 3123.2436 | 5585.756 | 3119.361 | 912.4996 | 676.247
2024-01-14 21:00 | 1490.6583 | 2685.0953 | 3597.2489 | 7275.2284 | 2957.2467 | 5284.1343 | 3218.3963 | 844.2504 | 659.7558
2024-01-14 22:00 | 1275.5496 | 2499.1162 | 3372.6677 | 6483.4362 | 2602.2969 | 4964.4323 | 3177.0565 | 786.1914 | 614.6236
2024-01-14 23:00 | 1134.0537 | 2378.7215 | 3240.3191 | 5935.7253 | 2245.4034 | 4780.8898 | 3103.2929 | 736.4045 | 565.7806
2024-01-15 | 1065.9456 | 2346.2231 | 3176.276 | 5704.8337 | 2090.4925 | 4671.6134 | 3124.0323 | 730.7049 | 540.5325
2024-01-15 01:00 | 1037.5692 | 2295.1168 | 3214.0885 | 5593.4969 | 2056.8387 | 4643.7504 | 3130.8369 | 730.7386 | 558.3336
2024-01-15 02:00 | 1035.8729 | 2301.5434 | 3150.331 | 5586.0178 | 2037.1852 | 4632.1377 | 3075.43 | 720.7289 | 547.8875
2024-01-15 03:00 | 1036.1164 | 2283.5292 | 3134.0116 | 5775.322 | 2089.2296 | 4669.3346 | 3069.4508 | 716.2835 | 548.5675
2024-01-15 04:00 | 1110.5983 | 2395.8707 | 3232.625 | 6368.3681 | 2247.3358 | 4946.7755 | 3072.015 | 756.1736 | 537.3948
2024-01-15 05:00 | 1373.4539 | 2618.6875 | 3403.2771 | 7026.3261 | 2533.7188 | 5383.6582 | 3149.7985 | 864.109 | 605.6176
2024-01-15 06:00 | 1596.0343 | 2594.9492 | 3491.0978 | 7777.8718 | 2924.7412 | 5740.2982 | 3249.2493 | 905.8352 | 606.2652
2024-01-15 07:00 | 1577.3334 | 2504.0709 | 3488.4673 | 8000.4796 | 3083.5361 | 5756.312 | 3206.8882 | 890.6268 | 575.564
2024-01-15 08:00 | 1656.6413 | 2636.2729 | 3588.8585 | 8317.5018 | 3230.2998 | 5973.6378 | 3293.3665 | 938.7833 | 592.6858
2024-01-15 09:00 | 1697.0574 | 2692.6416 | 3663.7564 | 8475.9956 | 3279.1811 | 6044.6609 | 3363.8706 | 951.7789 | 580.4081
2024-01-15 10:00 | 1706.2154 | 2700.8578 | 3575.6428 | 8504.8794 | 3285.1239 | 6037.8911 | 3379.1637 | 939.9624 | 684.6563
2024-01-15 11:00 | 1700.6034 | 2637.9285 | 3551.9513 | 8434.3028 | 3315.7516 | 6086.248 | 3426.1577 | 935.3498 | 688.1844
2024-01-15 12:00 | 1649.9707 | 2659.798 | 3551.766 | 8286.697 | 3209.6802 | 5959.1091 | 3392.3065 | 922.8934 | 672.8353
2024-01-15 13:00 | 1687.0666 | 2646.326 | 3552.8629 | 8224.2004 | 3167.1362 | 6013.8143 | 3311.7105 | 939.4553 | 666.2464
2024-01-15 14:00 | 1740.1649 | 2644.3052 | 3531.8414 | 8026.6673 | 3063.4647 | 5987.0078 | 3202.026 | 905.8511 | 678.0919
2024-01-15 15:00 | 1781.5159 | 2668.6513 | 3574.0541 | 8186.7819 | 3013.3848 | 6034.9342 | 3259.1565 | 910.4133 | 700.1873
2024-01-15 16:00 | 1774.0757 | 2703.2365 | 3557.4953 | 8391.7918 | 3018.2932 | 6096.8273 | 3266.9318 | 929.163 | 597.2031
2024-01-15 17:00 | 1788.2683 | 2775.5645 | 3560.3668 | 8493.8552 | 2933.0792 | 6165.7196 | 3114.9807 | 915.4514 | 673.8711
2024-01-15 18:00 | 1792.9806 | 2992.9486 | 3779.921 | 8605.0322 | 3032.6355 | 6170.358 | 3110.5542 | 913.5556 | 723.8429
2024-01-15 19:00 | 1707.969 | 3067.0218 | 3823.4509 | 8164.7699 | 2888.8319 | 5931.2239 | 3042.8745 | 937.6027 | 706.1547
2024-01-15 20:00 | 1644.7475 | 2955.721 | 3679.1342 | 7743.6081 | 3006.5289 | 5649.035 | 3127.6959 | 917.6076 | 739.3972
2024-01-15 21:00 | 1426.2485 | 2773.026 | 3578.7792 | 7165.8605 | 2831.6383 | 5320.9553 | 3180.258 | 851.9856 | 686.8127
2024-01-15 22:00 | 1240.5716 | 2564.525 | 3376.1143 | 6483.7002 | 2464.8192 | 4948.0912 | 3104.5865 | 792.7725 | 633.0759
2024-01-15 23:00 | 1141.1757 | 2462.6692 | 3196.4538 | 5996.7798 | 2244.8245 | 4670.4821 | 3117.9411 | 732.7042 | 617.9084
2024-01-16 | 1061.633 | 2362.0575 | 3167.8947 | 5681.854 | 2113.9615 | 4524.7533 | 3071.2199 | 696.7572 | 610.7894
2024-01-16 01:00 | 1047.9852 | 2379.7839 | 3141.7799 | 5632.6605 | 2022.0897 | 4579.8344 | 3111.9995 | 702.63 | 607.1459
2024-01-16 02:00 | 1014.4945 | 2373.5533 | 3106.2523 | 5583.9202 | 2057.0042 | 4504.9047 | 3105.8518 | 702.1071 | 614.2845
2024-01-16 03:00 | 1000.1625 | 2352.1566 | 3143.2066 | 5581.3293 | 2086.8275 | 4573.0235 | 3124.7649 | 702.0158 | 576.2129
2024-01-16 04:00 | 1032.9515 | 2461.6026 | 3264.9309 | 5954.8462 | 2170.2892 | 4746.2308 | 3226.3989 | 721.2958 | 606.5128
2024-01-16 05:00 | 1169.0989 | 2632.6671 | 3419.5938 | 6455.0831 | 2371.1618 | 5182.1293 | 3413.069 | 784.1861 | 635.0249
2024-01-16 06:00 | 1299.089 | 2620.4243 | 3468.5142 | 6925.2735 | 2579.3146 | 5403.1442 | 3389.3244 | 819.6814 | 618.305
2024-01-16 07:00 | 1373.427 | 2547.4688 | 3450.9806 | 7181.0783 | 2698.6009 | 5429.3559 | 3247.0207 | 832.7607 | 599.0893
2024-01-16 08:00 | 1493.4992 | 2625.0505 | 3542.15 | 7668.1397 | 2912.9044 | 5754.9048 | 3321.0762 | 857.9585 | 676.4143
2024-01-16 09:00 | 1512.0719 | 2697.5019 | 3635.0822 | 7911.3001 | 3009.0114 | 5849.9462 | 3383.9257 | 867.2562 | 715.6762
2024-01-16 10:00 | 1461.5249 | 2683.6314 | 3699.4136 | 7794.881 | 2995.278 | 5780.7034 | 3371.2416 | 866.2996 | 726.7635
2024-01-16 11:00 | 1424.4432 | 2642.3803 | 3664.7066 | 7727.4909 | 2915.2419 | 5722.2393 | 3342.7953 | 860.8153 | 770.1052
2024-01-16 12:00 | 1412.9364 | 2643.6778 | 3653.2909 | 7593.2706 | 2898.8052 | 5661.5808 | 3330.4677 | 835.1927 | 737.583
2024-01-16 13:00 | 1396.4002 | 2647.8231 | 3661.2646 | 7558.6956 | 2767.7346 | 5677.4191 | 3337.8446 | 833.1267 | 676.2985
2024-01-16 14:00 | 1371.9683 | 2674.1134 | 3637.9638 | 7375.1307 | 2691.0466 | 5621.997 | 3292.2065 | 823.4786 | 732.0168
2024-01-16 15:00 | 1403.9745 | 2713.196 | 3624.5114 | 7464.5602 | 2680.8936 | 5618.4329 | 3330.6155 | 840.4777 | 689.7893
2024-01-16 16:00 | 1472.4987 | 2787.68 | 3730.4455 | 7583.1929 | 2647.8011 | 5750.9459 | 3365.541 | 872.5852 | 667.8717
2024-01-16 17:00 | 1558.1012 | 2870.0828 | 3730.2033 | 7591.6847 | 2661.2498 | 5807.5167 | 3299.6886 | 875.1386 | 631.0156
2024-01-16 18:00 | 1691.3544 | 3010.8856 | 3824.6737 | 7738.3947 | 2747.6272 | 5964.8767 | 3366.5424 | 902.8281 | 683.3259
2024-01-16 19:00 | 1667.8949 | 2963.1952 | 3711.2221 | 7722.396 | 2743.7521 | 5859.1254 | 3235.4911 | 925.7946 | 658.4741
2024-01-16 20:00 | 1579.5933 | 2802.0251 | 3593.0714 | 7415.0714 | 2933.2871 | 5456.7047 | 3156.105 | 916.1322 | 711.4853
2024-01-16 21:00 | 1362.329 | 2594.9014 | 3438.4261 | 6883.8265 | 2776.9775 | 5095.0931 | 3151.0556 | 850.5746 | 656.9194
2024-01-16 22:00 | 1134.0493 | 2425.5384 | 3271.0142 | 6243.0585 | 2486.0073 | 4780.4331 | 3071.4721 | 769.649 | 613.9803
2024-01-16 23:00 | 1026.0303 | 2274.8688 | 3113.905 | 5668.5176 | 2269.8345 | 4545.8194 | 2953.2884 | 716.6439 | 571.054
2024-01-17 | 967.1066 | 2274.4293 | 3113.1155 | 5462.8398 | 2124.343 | 4471.6316 | 2948.3642 | 702.196 | 586.2337
2024-01-17 01:00 | 931.7814 | 2254.4338 | 3079.5242 | 5348.5295 | 2121.7405 | 4436.4234 | 2937.7625 | 696.5374 | 591.1433
2024-01-17 02:00 | 916.7388 | 2263.1991 | 3022.8256 | 5417.7903 | 2100.5332 | 4370.3699 | 2958.2716 | 692.8966 | 576.3305
2024-01-17 03:00 | 929.0177 | 2288.5732 | 3034.2798 | 5429.8972 | 2146.8189 | 4423.4801 | 2971.8955 | 701.6803 | 581.5857
2024-01-17 04:00 | 978.5841 | 2365.3736 | 3143.1581 | 5802.916 | 2227.609 | 4587.2316 | 3059.5832 | 716.5642 | 585.0321
2024-01-17 05:00 | 1076.6995 | 2469.7118 | 3230.5887 | 6257.0657 | 2398.2197 | 4943.606 | 3204.8149 | 767.1915 | 641.988
2024-01-17 06:00 | 1203.2135 | 2488.9168 | 3266.2469 | 6641.6609 | 2559.1537 | 5099.6129 | 3176.2588 | 793.913 | 602.2689
2024-01-17 07:00 | 1280.8566 | 2483.2012 | 3340.5714 | 6868.8869 | 2677.4804 | 5196.7273 | 2986.4243 | 807.933 | 660.0443
2024-01-17 08:00 | 1339.1025 | 2596.1217 | 3445.3808 | 7343.1339 | 2862.0016 | 5429.4522 | 3031.9349 | 844.2336 | 715.7578
2024-01-17 09:00 | 1348.4065 | 2652.2325 | 3413.5211 | 7653.2355 | 2959.2468 | 5555.4682 | 3063.9445 | 852.4304 | 770.1142
2024-01-17 10:00 | 1284.6514 | 2678.8611 | 3461.8541 | 7546.3665 | 2962.0651 | 5457.5691 | 3124.5706 | 837.9268 | 760.4842
2024-01-17 11:00 | 1275.2756 | 2610.6283 | 3457.6846 | 7437.3117 | 2934.43 | 5330.1649 | 3115.8386 | 815.5105 | 759.749
2024-01-17 12:00 | 1305.185 | 2631.6435 | 3411.9686 | 7420.477 | 2850.8421 | 5264.656 | 3118.1598 | 819.9885 | 759.1871
2024-01-17 13:00 | 1358.6114 | 2617.473 | 3435.7275 | 7393.6275 | 2706.3996 | 5286.9074 | 3145.0482 | 832.6375 | 719.3348
2024-01-17 14:00 | 1490.0659 | 2606.0391 | 3442.3983 | 7241.4426 | 2542.4226 | 5307.8509 | 3122.9929 | 818.4543 | 648.0775
2024-01-17 15:00 | 1554.7823 | 2632.506 | 3443.9873 | 7308.7455 | 2546.6218 | 5565.8692 | 3191.2511 | 816.3878 | 674.4209
2024-01-17 16:00 | 1658.4906 | 2718.8831 | 3531.6575 | 7380.755 | 2596.7563 | 5696.9521 | 3186.9654 | 839.9919 | 565.207
2024-01-17 17:00 | 1580.867 | 2797.2645 | 3578.5987 | 7434.5717 | 2641.7523 | 5761.7154 | 3157.6704 | 846.0562 | 659.6934
2024-01-17 18:00 | 1598.2453 | 2961.2519 | 3683.8182 | 7760.222 | 2803.137 | 5975.3452 | 3235.3263 | 884.4357 | 652.8831
2024-01-17 19:00 | 1524.4365 | 3030.752 | 3629.6808 | 7768.5922 | 2719.0003 | 5894.2876 | 3198.2616 | 918.6257 | 665.2005
2024-01-17 20:00 | 1453.2761 | 2870.1231 | 3514.6302 | 7506.7729 | 2825.3214 | 5598.9771 | 3244.2476 | 945.2665 | 690.2329
2024-01-17 21:00 | 1241.7342 | 2707.8127 | 3459.0444 | 6966.4549 | 2656.1198 | 5279.8684 | 3325.1932 | 888.0407 | 672.4798
2024-01-17 22:00 | 1032.1925 | 2546.7424 | 3363.6533 | 6308.6866 | 2290.8812 | 4919.7483 | 3257.9675 | 808.2457 | 640.5691
2024-01-17 23:00 | 947.5653 | 2467.8956 | 3288.2942 | 5839.5079 | 1981.7828 | 4676.0024 | 3165.5732 | 766.6489 | 622.9726
2024-01-18 | 935.9834 | 2428.7126 | 3234.4905 | 5577.4323 | 1909.3573 | 4548.1764 | 3149.6669 | 744.37 | 568.8245
2024-01-18 01:00 | 920.187 | 2425.1925 | 3174.9562 | 5473.3115 | 1877.7469 | 4527.3771 | 3204.6247 | 731.7203 | 572.2336
2024-01-18 02:00 | 856.6433 | 2413.1958 | 3251.7286 | 5442.1948 | 1847.2458 | 4388.7687 | 3215.9862 | 721.8902 | 566.7755
2024-01-18 03:00 | 836.9753 | 2335.6675 | 3260.0923 | 5615.3137 | 1828.7436 | 4428.4861 | 3103.6 | 715.715 | 531.0339
2024-01-18 04:00 | 899.9213 | 2473.0316 | 3300.0953 | 6083.6069 | 1973.5329 | 4755.4869 | 3115.1412 | 759.5109 | 565.1158
2024-01-18 05:00 | 1152.9931 | 2633.7454 | 3477.0567 | 6791.6231 | 2260.6185 | 5250.6004 | 3181.0808 | 862.6079 | 590.2984
2024-01-18 06:00 | 1388.9035 | 2652.8918 | 3572.2816 | 7602.4263 | 2693.787 | 5607.0331 | 3226.8977 | 894.8786 | 622.4211
2024-01-18 07:00 | 1379.0711 | 2593.9033 | 3557.261 | 7873.9353 | 2880.7706 | 5657.1037 | 3172.3101 | 881.0563 | 638.9488
2024-01-18 08:00 | 1504.8725 | 2681.972 | 3615.9704 | 8253.8077 | 3044.5871 | 5837.9397 | 3337.0715 | 912.3112 | 668.4903
2024-01-18 09:00 | 1569.8666 | 2744.1215 | 3608.8992 | 8553.4243 | 3211.9465 | 5904.8631 | 3509.2777 | 941.2857 | 707.0496
2024-01-18 10:00 | 1569.7928 | 2672.4375 | 3591.4631 | 8607.3354 | 3175.3348 | 5994.7247 | 3465.5211 | 968.8717 | 792.8248
2024-01-18 11:00 | 1598.8326 | 2692.5649 | 3655.4259 | 8497.5083 | 3068.4281 | 6081.0168 | 3492.3693 | 948.8949 | 761.2809
2024-01-18 12:00 | 1605.5247 | 2681.3185 | 3646.5246 | 8315.9676 | 3069.5906 | 6171.6763 | 3420.5867 | 958.1523 | 748.5109
2024-01-18 13:00 | 1581.2312 | 2608.0303 | 3639.0666 | 8328.8819 | 3039.7447 | 6106.3678 | 3391.0806 | 924.0839 | 769.2403
2024-01-18 14:00 | 1613.322 | 2630.5037 | 3632.898 | 8383.5476 | 3067.2095 | 5945.5602 | 3303.5545 | 905.7136 | 779.6307
2024-01-18 15:00 | 1726.7279 | 2663.5808 | 3674.8978 | 8376.1975 | 3084.7368 | 6014.1844 | 3328.3716 | 913.9715 | 794.7286
2024-01-18 16:00 | 1813.9989 | 2790.0513 | 3769.0166 | 8436.1859 | 3167.9601 | 6174.9516 | 3386.8548 | 947.2948 | 742.2699
2024-01-18 17:00 | 1809.793 | 2938.431 | 3888.7763 | 8456.4314 | 3078.8126 | 6210.8144 | 3335.8794 | 952.1076 | 708.7
2024-01-18 18:00 | 1860.9002 | 3048.5772 | 3895.2138 | 8636.5036 | 3128.7557 | 6366.6029 | 3233.676 | 973.28 | 719.368
2024-01-18 19:00 | 1745.6598 | 2949.5453 | 3880.1085 | 8527.6218 | 2999.9657 | 6070.5979 | 3098.028 | 965.0993 | 674.4985
2024-01-18 20:00 | 1670.7736 | 2775.5576 | 3915.1467 | 8166.3541 | 3052.7087 | 5681.5529 | 3177.9298 | 962.4945 | 740.591
2024-01-18 21:00 | 1436.7741 | 2621.1719 | 3799.6094 | 7489.0172 | 2842.358 | 5253.5397 | 3177.8643 | 886.3345 | 708.7621
2024-01-18 22:00 | 1237.4612 | 2482.6209 | 3637.6925 | 6676.4111 | 2531.0651 | 4838.4909 | 3115.8858 | 835.4818 | 691.3889
2024-01-18 23:00 | 1096.3863 | 2358.8593 | 3530.8547 | 6079.0356 | 2204.0756 | 4628.8268 | 3097.6731 | 767.4076 | 658.9804
2024-01-19 | 1049.5271 | 2283.3417 | 3389.6978 | 5857.3946 | 2167.9272 | 4575.0109 | 3089.7687 | 744.5055 | 607.8794
2024-01-19 01:00 | 1009.8867 | 2295.8046 | 3367.3832 | 5833.3169 | 2116.355 | 4584.2853 | 3078.3139 | 749.9642 | 600.7433
2024-01-19 02:00 | 960.4264 | 2277.6328 | 3297.9961 | 5751.1083 | 2052.9992 | 4537.5883 | 3096.614 | 745.4566 | 598.1741
2024-01-19 03:00 | 951.2431 | 2277.0385 | 3273.4571 | 5902.9354 | 2048.9541 | 4597.3271 | 3057.5379 | 738.1203 | 522.691
2024-01-19 04:00 | 1039.9475 | 2411.3994 | 3380.2634 | 6364.5524 | 2184.3368 | 4881.265 | 3125.7046 | 765.4428 | 525.5063
2024-01-19 05:00 | 1296.0853 | 2560.6346 | 3477.5361 | 6919.5493 | 2462.7884 | 5377.0042 | 3072.8332 | 867.7097 | 586.6211
2024-01-19 06:00 | 1502.8869 | 2663.9531 | 3594.1718 | 7846.1507 | 2927.9127 | 5760.6554 | 3118.7879 | 912.8815 | 590.8189
2024-01-19 07:00 | 1488.2589 | 2580.4272 | 3532.8628 | 8090.7647 | 3086.0587 | 5655.7936 | 3079.4549 | 905.1773 | 611.97
2024-01-19 08:00 | 1594.5001 | 2565.7093 | 3564.418 | 8428.4855 | 3310.9086 | 5762.8057 | 3262.9082 | 930.6961 | 646.8233
2024-01-19 09:00 | 1634.8696 | 2618.8728 | 3651.6396 | 8498.8831 | 3399.001 | 5910 | 3295.3593 | 914.4519 | 720.0491
2024-01-19 10:00 | 1646.6033 | 2619.6138 | 3588.1053 | 8462.1169 | 3370.5349 | 5936.3203 | 3362.6768 | 917.0132 | 730.3142
2024-01-19 11:00 | 1626.6712 | 2590.3911 | 3562.9592 | 8338.2064 | 3343.4787 | 5950.5854 | 3308.9451 | 906.9929 | 742.0647
2024-01-19 12:00 | 1598.472 | 2521.0348 | 3639.4518 | 8192.25 | 3310.5543 | 5901.3966 | 3235.0925 | 889.1724 | 730.8634
2024-01-19 13:00 | 1578.7513 | 2461.1038 | 3605.0678 | 8132.5183 | 3342.2099 | 5757.8188 | 3227.9346 | 866.6734 | 745.7098
2024-01-19 14:00 | 1611.2602 | 2535.8347 | 3464.581 | 8077.7893 | 3385.5386 | 5647.2064 | 3204.2507 | 883.0846 | 746.6932
2024-01-19 15:00 | 1715.7753 | 2667.0337 | 3565.4185 | 8294.7408 | 3457.7267 | 5742.4735 | 3239.5869 | 911.2595 | 745.8912
2024-01-19 16:00 | 1742.5287 | 2732.8246 | 3647.3088 | 8321.0607 | 3442.969 | 5830.9263 | 3280.0952 | 936.1609 | 651.972
2024-01-19 17:00 | 1780.399 | 2802.9461 | 3728.9443 | 8309.8032 | 3261.2871 | 5789.5431 | 3221.6223 | 935.1918 | 689.2888
2024-01-19 18:00 | 1812.127 | 2943.8764 | 3847.3386 | 8431.5851 | 3308.0212 | 5873.0894 | 3183.1755 | 923.3935 | 716.6652
2024-01-19 19:00 | 1747.2478 | 2970.4848 | 3808.3354 | 8202.8876 | 3086.6456 | 5687.4833 | 3048.2952 | 929.4054 | 718.3465
2024-01-19 20:00 | 1638.5838 | 2767.3286 | 3585.7248 | 7633.8703 | 3051.2193 | 5259.133 | 3015.9491 | 900.6206 | 758.26
2024-01-19 21:00 | 1422.6088 | 2604.1593 | 3503.33 | 7047.4407 | 2901.5283 | 4941.3794 | 3114.2686 | 825.2468 | 741.3904
2024-01-19 22:00 | 1184.6477 | 2435.2475 | 3352.8053 | 6274.5412 | 2643.0901 | 4647.1591 | 3108.833 | 760.0136 | 690.521
2024-01-19 23:00 | 1053.5603 | 2386.66 | 3150.9171 | 5750.6254 | 2358.0837 | 4405.008 | 3043.2007 | 716.3829 | 645.5962
2024-01-20 | 974.829 | 2357.6063 | 3137.1997 | 5516.9899 | 2229.3147 | 4287.1155 | 3022.2757 | 698.0263 | 611.288
2024-01-20 01:00 | 918.519 | 2320.9992 | 3128.3609 | 5469.1876 | 2191.0824 | 4188.5485 | 3039.4402 | 693.8222 | 615.9597
2024-01-20 02:00 | 894.8703 | 2333.7016 | 3154.7076 | 5527.6414 | 2168.801 | 4224.8285 | 3015.3816 | 695.5141 | 628.2706
2024-01-20 03:00 | 918.315 | 2378.8006 | 3139.2434 | 5803.801 | 2126.5464 | 4350.9765 | 2980.6972 | 702.3307 | 616.7491
2024-01-20 04:00 | 1066.1701 | 2507.7928 | 3268.2769 | 6251.2702 | 2294.6668 | 4630.7829 | 2989.091 | 722.7031 | 639.7341
2024-01-20 05:00 | 1372.0406 | 2642.0263 | 3333.3134 | 6955.9118 | 2534.5958 | 5213.7671 | 2984.4845 | 841.8657 | 677.2816
2024-01-20 06:00 | 1559.8192 | 2656.9296 | 3440.5289 | 7734.3871 | 2956.5115 | 5474.1163 | 3126.5617 | 870.759 | 680.6473
2024-01-20 07:00 | 1540.9133 | 2555.8393 | 3457.8018 | 7903.4204 | 3171.1428 | 5445.9306 | 3131.331 | 848.9685 | 679.8321
2024-01-20 08:00 | 1642.8251 | 2504.0886 | 3601.3416 | 8226.2131 | 3407.9602 | 5608.2927 | 3236.5975 | 891.1876 | 689.9438
2024-01-20 09:00 | 1714.4682 | 2537.9974 | 3560.0552 | 8299.0626 | 3605.7276 | 5684.6098 | 3286.486 | 874.6952 | 688.9453
2024-01-20 10:00 | 1714.9383 | 2541.9229 | 3558.2453 | 8245.3626 | 3633.4795 | 5641.9628 | 3211.8114 | 875.2976 | 713.5036
2024-01-20 11:00 | 1651.6714 | 2484.0306 | 3603.61 | 8120.1095 | 3522.132 | 5589.715 | 3306.998 | 864.7879 | 769.8744
2024-01-20 12:00 | 1566.6078 | 2509.7453 | 3563.7622 | 7935.3594 | 3357.5876 | 5576.4051 | 3321.4756 | 844.6427 | 756.5151
2024-01-20 13:00 | 1521.6776 | 2527.3854 | 3603.7291 | 7910.1029 | 3307.4023 | 5498.0962 | 3291.9155 | 838.7588 | 755.3439
2024-01-20 14:00 | 1513.2347 | 2535.7015 | 3610.33 | 7980.7242 | 3296.12 | 5464.042 | 3291.9217 | 863.9858 | 743.9768
2024-01-20 15:00 | 1570.3668 | 2591.0652 | 3661.7913 | 8099.7424 | 3340.6246 | 5600.0941 | 3322.781 | 888.8 | 770.5647
2024-01-20 16:00 | 1603.465 | 2735.0686 | 3756.832 | 8346.665 | 3378.3766 | 5729.6431 | 3193.54 | 919.9986 | 718.0377
2024-01-20 17:00 | 1579.5333 | 2803.4163 | 3860.9792 | 8323.7417 | 3361.9887 | 5745.0313 | 3155.5891 | 928.1695 | 795.7709
2024-01-20 18:00 | 1603.3485 | 2899.7241 | 3892.9703 | 8408.3921 | 3349.3911 | 5818.705 | 3110.3115 | 919.7495 | 842.4711
2024-01-20 19:00 | 1626.4696 | 2993.9446 | 3783.3708 | 8148.6426 | 3021.4273 | 5712.4311 | 2896.6044 | 947.8739 | 803.4654
2024-01-20 20:00 | 1682.6281 | 2817.754 | 3659.7919 | 7718.3465 | 3087.6923 | 5381.4541 | 2865.7596 | 935.6076 | 815.3827
2024-01-20 21:00 | 1440.8669 | 2606.9055 | 3611.1265 | 7123.9293 | 2903.0546 | 4993.285 | 3005.157 | 858.1339 | 723.1587
2024-01-20 22:00 | 1162.5656 | 2409.0538 | 3456.536 | 6389.4855 | 2612.9672 | 4633.8585 | 3017.0981 | 791.3294 | 674.6288
2024-01-20 23:00 | 1125.0593 | 2293.3937 | 3331.4805 | 5900.2572 | 2377.5869 | 4358.6952 | 2899.3074 | 733.0707 | 646.7863
2024-01-21 | 1044.7692 | 2247.698 | 3303.2597 | 5610.3369 | 2325.2931 | 4221.5073 | 2915.4542 | 712.3551 | 665.5213
2024-01-21 01:00 | 1015.3266 | 2179.6097 | 3296.922 | 5603.265 | 2169.722 | 4253.5599 | 2925.0756 | 723.2887 | 615.8743
2024-01-21 02:00 | 1020.1964 | 2198.1148 | 3218.8436 | 5635.5533 | 2194.563 | 4272.7368 | 2904.7092 | 722.5634 | 574.8439
2024-01-21 03:00 | 1016.6536 | 2151.1588 | 3236.6945 | 5805.9495 | 2212.2788 | 4306.5143 | 2855.3438 | 714.0915 | 602.3341
2024-01-21 04:00 | 1046.683 | 2276.931 | 3312.5165 | 6279.6552 | 2325.5021 | 4575.2929 | 2840.3597 | 738.5755 | 598.1744
2024-01-21 05:00 | 1325.8841 | 2518.9585 | 3442.5185 | 6917.0768 | 2650.2657 | 5181.5921 | 2834.9986 | 837.2452 | 651.3992
2024-01-21 06:00 | 1511.5634 | 2514.6607 | 3607.7973 | 7765.1861 | 3065.4074 | 5549.829 | 2998.5809 | 876.0935 | 685.0879
2024-01-21 07:00 | 1510.8439 | 2434.2232 | 3570.5883 | 7875.5303 | 3304.5338 | 5634.5324 | 2990.1828 | 866.4871 | 697.4276
2024-01-21 08:00 | 1581.8975 | 2441.1428 | 3629.7195 | 8059.5702 | 3286.2794 | 5686.0039 | 3064.6367 | 891.6506 | 740.1593
2024-01-21 09:00 | 1588.0977 | 2448.0215 | 3709.6853 | 8267.2798 | 3336.5394 | 5750.7264 | 3182.4967 | 905.1437 | 715.7453
2024-01-21 10:00 | 1575.3004 | 2410.456 | 3623.2845 | 8278.0139 | 3330.105 | 5709.5366 | 3225.2427 | 912.4372 | 733.4766
2024-01-21 11:00 | 1544.267 | 2353.3334 | 3571.6123 | 8165.0478 | 3259.0667 | 5715.0216 | 3242.8334 | 902.7209 | 764.2254
2024-01-21 12:00 | 1559.8075 | 2410.3572 | 3494.3388 | 7979.8484 | 3143.4942 | 5588.8336 | 3132.4239 | 876.6991 | 761.8987
2024-01-21 13:00 | 1581.8431 | 2426.0152 | 3557.19 | 7963.6646 | 3106.3131 | 5666.8979 | 3016.2654 | 873.6544 | 730.4201
2024-01-21 14:00 | 1594.7359 | 2428.2769 | 3411.3638 | 7943.0406 | 3109.5319 | 5712.0398 | 2972.167 | 884.2609 | 728.7975
2024-01-21 15:00 | 1696.3175 | 2496.9904 | 3478.3935 | 8119.8253 | 3147.5473 | 5881.375 | 3032.6367 | 902.3923 | 721.1199
2024-01-21 16:00 | 1802.6205 | 2597.3848 | 3533.7567 | 8166.8993 | 3183.4836 | 5922.9476 | 3111.3621 | 937.3564 | 707.7494
2024-01-21 17:00 | 1806.1111 | 2659.2033 | 3586.0564 | 8096.8072 | 3191.1738 | 5852.1642 | 3093.0321 | 931.0592 | 706.797
2024-01-21 18:00 | 1861.7121 | 2841.0385 | 3693.864 | 8331.981 | 3189.4658 | 6050.8877 | 3104.2269 | 941.9971 | 704.5985
2024-01-21 19:00 | 1728.7311 | 2930.0041 | 3688.9843 | 8054.6106 | 3020.4576 | 5806.8406 | 2944.6204 | 944.2717 | 701.5407
2024-01-21 20:00 | 1627.4234 | 2838.9894 | 3574.8136 | 7698.4833 | 3001.86 | 5487.9032 | 2981.7171 | 907.246 | 773.7471
2024-01-21 21:00 | 1415.8992 | 2630.6692 | 3488.1441 | 7058.0166 | 2811.5873 | 5096.7867 | 3036.6389 | 830.3711 | 762.3394
2024-01-21 22:00 | 1224.5823 | 2462.2466 | 3330.5253 | 6365.4976 | 2488.1878 | 4706.8626 | 3008.9781 | 774.2231 | 685.9334
2024-01-21 23:00 | 1068.4818 | 2354.2472 | 3176.5964 | 5888.7529 | 2240.1408 | 4532.0353 | 2995.5229 | 729.6988 | 672.1492
2024-01-22 | 967.4065 | 2285.9151 | 3121.0848 | 5686.0074 | 2178.9116 | 4466.5357 | 3000.4362 | 716.8585 | 635.8344
2024-01-22 01:00 | 943.4419 | 2285.4732 | 3087.3037 | 5510.4476 | 2238.7115 | 4389.8386 | 3023.1027 | 708.0376 | 634.28
2024-01-22 02:00 | 938.9842 | 2263.0533 | 3064.5403 | 5583.1301 | 2188.3019 | 4386.2782 | 2967.5373 | 698.862 | 617.2494
2024-01-22 03:00 | 942.4606 | 2258.3512 | 3020.2749 | 5765.6268 | 2205.8096 | 4422.7114 | 2938.9987 | 697.5781 | 607.6961
2024-01-22 04:00 | 1025.4064 | 2386.5171 | 3159.8481 | 6123.6609 | 2384.9552 | 4720.4937 | 2959.5962 | 730.679 | 634.4141
2024-01-22 05:00 | 1304.6552 | 2613.1441 | 3326.4289 | 6790.0007 | 2675.9246 | 5270.526 | 2950.6039 | 832.1689 | 690.7402
2024-01-22 06:00 | 1499.1983 | 2605.9856 | 3377.9799 | 7610.4618 | 3068.9347 | 5604.101 | 3020.6508 | 863.5911 | 718.7558
2024-01-22 07:00 | 1463.2506 | 2535.114 | 3384.7241 | 7671.8222 | 3209.6692 | 5672.4962 | 2985.2209 | 847.225 | 684.4274
2024-01-22 08:00 | 1548.572 | 2568.9106 | 3454.5604 | 8067.4408 | 3286.622 | 5796.11 | 3022.0717 | 873.1335 | 691.3082
2024-01-22 09:00 | 1576.9202 | 2667.164 | 3402.6327 | 8243.9763 | 3335.0952 | 5876.2697 | 3094.1854 | 884.1468 | 722.8025
2024-01-22 10:00 | 1568.9028 | 2657.1308 | 3474.0685 | 8194.1826 | 3290.218 | 5831.2196 | 3066.5529 | 876.4734 | 745.6362
2024-01-22 11:00 | 1580.6328 | 2643.579 | 3432.0447 | 8107.0782 | 3228.6201 | 5841.4277 | 3122.4435 | 869.4497 | 737.2434
2024-01-22 12:00 | 1554.1674 | 2591.5151 | 3393.7208 | 7932.1683 | 3136.5402 | 5733.282 | 3053.0294 | 858.0148 | 717.2134
2024-01-22 13:00 | 1538.3516 | 2553.2126 | 3471.8487 | 7797.4524 | 3038.1021 | 5712.0175 | 2987.7242 | 851.7056 | 732.005
2024-01-22 14:00 | 1545.6277 | 2580.6156 | 3478.3859 | 7737.4926 | 2949.862 | 5775.4845 | 2926.3765 | 865.2935 | 823.1057
2024-01-22 15:00 | 1653.9795 | 2644.7948 | 3533.1306 | 7879.4116 | 2937.2391 | 5931.1166 | 3006.1742 | 896.2569 | 759.1144
2024-01-22 16:00 | 1717.6686 | 2722.3648 | 3584.7384 | 7963.824 | 2937.5998 | 5975.2064 | 3076.2411 | 921.2267 | 766.8619
2024-01-22 17:00 | 1725.8991 | 2764.6168 | 3633.484 | 7965.3477 | 2931.7826 | 5963.2091 | 2991.311 | 905.8126 | 775.1824
2024-01-22 18:00 | 1761.8426 | 2925.1922 | 3875.466 | 8148.5072 | 2923.867 | 6067.4955 | 2988.6404 | 907.683 | 772.5901
2024-01-22 19:00 | 1744.9844 | 3034.6168 | 3821.4351 | 7955.3512 | 2811.3542 | 5857.6209 | 2902.5747 | 926.1089 | 730.0999
2024-01-22 20:00 | 1659.1812 | 2924.1676 | 3656.4271 | 7522.6842 | 2957.2473 | 5472.2081 | 2931.4162 | 906.1212 | 784.0675
2024-01-22 21:00 | 1449.9964 | 2739.1867 | 3522.0537 | 7066.1631 | 2819.7732 | 5096.9617 | 2996.4498 | 847.2345 | 770.2617
2024-01-22 22:00 | 1182.7841 | 2571.3606 | 3349.3926 | 6353.2743 | 2500.0452 | 4720.3786 | 2975.5583 | 800.5244 | 722.2588
2024-01-22 23:00 | 1066.5783 | 2480.8694 | 3254.0167 | 5826.48 | 2247.888 | 4555.0806 | 3009.3378 | 738.152 | 664.3748
2024-01-23 | 1015.7032 | 2420.8225 | 3146.6286 | 5559.9752 | 2119.2522 | 4473.1462 | 3079.2855 | 716.823 | 655.273
2024-01-23 01:00 | 973.9866 | 2375.0035 | 3176.9013 | 5548.8416 | 2059.3091 | 4446.6634 | 3096.1814 | 706.4197 | 636.3289
2024-01-23 02:00 | 954.4894 | 2364.2343 | 3143.6574 | 5542.356 | 1968.3112 | 4380.3172 | 3076.7645 | 702.173 | 621.2465
2024-01-23 03:00 | 944.1724 | 2367.9116 | 3053.8717 | 5578.8353 | 1959.4996 | 4408.0758 | 3066.2715 | 686.4623 | 632.2936
2024-01-23 04:00 | 1008.5164 | 2464.5568 | 3196.3144 | 5886.3978 | 2050.7098 | 4618.465 | 3188.1115 | 715.3604 | 639.3455
2024-01-23 05:00 | 1114.7085 | 2604.5004 | 3366.3089 | 6489.1183 | 2271.8073 | 4994.702 | 3346.7587 | 771.1876 | 668.8177
2024-01-23 06:00 | 1242.3275 | 2598.5871 | 3338.1195 | 6889.2676 | 2423.6886 | 5274.0626 | 3334.2309 | 793.3557 | 665.3693
2024-01-23 07:00 | 1316.9104 | 2479.1319 | 3260.9534 | 7130.4102 | 2568.0775 | 5350.1191 | 3203.5748 | 787.3736 | 675.9312
2024-01-23 08:00 | 1439.3935 | 2604.4117 | 3375.6478 | 7500.1481 | 2761.5689 | 5575.3889 | 3232.1968 | 818.3113 | 684.5455
2024-01-23 09:00 | 1451.4443 | 2653.0188 | 3423.7311 | 7678.8048 | 2895.1886 | 5740.0161 | 3303.4155 | 825.6017 | 732.1506
2024-01-23 10:00 | 1418.2684 | 2595.0085 | 3465.4441 | 7574.8011 | 2856.1188 | 5662.0588 | 3306.8812 | 808.3919 | 775.1928
2024-01-23 11:00 | 1383.7749 | 2618.9296 | 3441.9884 | 7344.042 | 2860.363 | 5575.9046 | 3253.5188 | 791.8106 | 758.3027
2024-01-23 12:00 | 1359.2834 | 2585.2346 | 3371.3151 | 7247.4077 | 2850.2247 | 5456.0346 | 3218.0261 | 758.954 | 757.893
2024-01-23 13:00 | 1361.3742 | 2602.9148 | 3433.6561 | 7260.6463 | 2808.8746 | 5446.4438 | 3223.4187 | 794.8614 | 738.2715
2024-01-23 14:00 | 1350.3826 | 2635.2749 | 3361.7753 | 7211.8531 | 2773.6788 | 5480.5927 | 3179.9649 | 808.0457 | 734.1087
2024-01-23 15:00 | 1361.3309 | 2671.9283 | 3309.0667 | 7267.6172 | 2700.035 | 5609.1841 | 3244.1253 | 820.4247 | 761.082
2024-01-23 16:00 | 1454.2334 | 2711.3534 | 3445.4339 | 7358.5824 | 2733.9154 | 5660.728 | 3189.1568 | 823.4319 | 723.2127
2024-01-23 17:00 | 1601.793 | 2802.7276 | 3487.4869 | 7449.651 | 2686.7942 | 5774.3462 | 3176.5798 | 840.0914 | 700.3678
2024-01-23 18:00 | 1686.117 | 2914.2509 | 3603.0423 | 7616.5271 | 2812.3922 | 5973.6217 | 3124.5774 | 857.7027 | 735.1058
2024-01-23 19:00 | 1663.9713 | 2922.4687 | 3549.4881 | 7460.0541 | 2815.4195 | 5780.8363 | 3078.0281 | 880.7271 | 716.8565
2024-01-23 20:00 | 1584.6937 | 2749.4001 | 3419.9809 | 7031.3742 | 2868.8081 | 5397.5127 | 3092.3894 | 882.7002 | 802.7372
2024-01-23 21:00 | 1372.5413 | 2602.5435 | 3379.1574 | 6575.0648 | 2691.2124 | 5147.6106 | 3123.848 | 832.4867 | 767.8364
2024-01-23 22:00 | 1143.7118 | 2470.9152 | 3237.2677 | 6111.9881 | 2480.7334 | 4870.2777 | 2993.616 | 761.3 | 717.239
2024-01-23 23:00 | 1017.7914 | 2284.767 | 3139.672 | 5709.0726 | 2225.0244 | 4547.6783 | 2897.7116 | 699.2134 | 670.9899
2024-01-24 | 947.8926 | 2274.8427 | 3075.7242 | 5405.5394 | 2170.3383 | 4497.1244 | 2864.6685 | 659.5133 | 640.1522
2024-01-24 01:00 | 909.382 | 2200.2963 | 3049.5951 | 5434.3126 | 2051.2443 | 4377.4476 | 2843.5297 | 646.3584 | 641.8468
2024-01-24 02:00 | 883.2649 | 2207.4032 | 3016.6709 | 5362.642 | 2043.4914 | 4363.8248 | 2802.3119 | 639.2476 | 633.7447
2024-01-24 03:00 | 870.2908 | 2215.2167 | 3037.5409 | 5403.8286 | 2027.0928 | 4388.0078 | 2841.0261 | 640.7253 | 596.497
2024-01-24 04:00 | 928.2623 | 2287.4044 | 3142.1247 | 5597.8523 | 2129.7101 | 4615.54 | 2948.7624 | 658.5991 | 594.1054
2024-01-24 05:00 | 1032.9827 | 2430.304 | 3291.1645 | 6120.0664 | 2353.0224 | 5055.7267 | 3035.7317 | 715.7829 | 597.6059
2024-01-24 06:00 | 1198.778 | 2475.6007 | 3288.0724 | 6480.1222 | 2436.8239 | 5308.1745 | 2992.3811 | 742.9796 | 618.5658
2024-01-24 07:00 | 1316.6671 | 2405.089 | 3229.6227 | 6605.3999 | 2635.9024 | 5271.0533 | 2912.3531 | 743.8953 | 692.5766
2024-01-24 08:00 | 1436.9981 | 2499.8983 | 3324.5347 | 7093.3868 | 2782.0535 | 5437.9402 | 2963.2084 | 779.452 | 653.5143
2024-01-24 09:00 | 1543.7945 | 2560.1468 | 3389.3657 | 7339.4692 | 2951.4084 | 5556.2131 | 3033.0492 | 790.9715 | 677.6631
2024-01-24 10:00 | 1506.7169 | 2520.687 | 3306.8356 | 7288.1688 | 3010.297 | 5440.5916 | 2962.895 | 776.3854 | 761.6682
2024-01-24 11:00 | 1457.6762 | 2495.0181 | 3337.2457 | 7147.72 | 2942.2577 | 5350.2835 | 2937.1628 | 781.1648 | 745.4251
2024-01-24 12:00 | 1376.6918 | 2511.5878 | 3274.7515 | 7028.1496 | 2917.8323 | 5240.314 | 3000.7946 | 784.7039 | 733.6669
2024-01-24 13:00 | 1306.2823 | 2515.0443 | 3332.951 | 7021.4787 | 2827.8797 | 5289.7794 | 3011.2052 | 765.338 | 724.5891
2024-01-24 14:00 | 1284.3554 | 2523.4693 | 3340.999 | 7008.4384 | 2693.1057 | 5281.1679 | 2991.0469 | 750.7662 | 711.5743
2024-01-24 15:00 | 1347.0725 | 2518.6932 | 3322.5771 | 6965.4501 | 2768.386 | 5375.2974 | 3019.4411 | 730.421 | 630.98
2024-01-24 16:00 | 1402.4976 | 2560.613 | 3340.4254 | 7057.8429 | 2703.0506 | 5506.085 | 3081.2922 | 768.8428 | 683.5621
2024-01-24 17:00 | 1394.9893 | 2625.4848 | 3343.3395 | 7149.244 | 2759.584 | 5596.0601 | 3074.9961 | 801.2001 | 688.1347
2024-01-24 18:00 | 1477.1807 | 2803.9247 | 3462.9494 | 7524.8823 | 2938.6978 | 5837.1754 | 3181.3301 | 826.9505 | 721.5693
2024-01-24 19:00 | 1599.766 | 2869.3572 | 3444.4734 | 7498.2869 | 2928.1316 | 5695.4865 | 3114.0677 | 847.4778 | 750.5259
2024-01-24 20:00 | 1630.3186 | 2721.8938 | 3396.3228 | 7191.7559 | 2946.855 | 5451.3385 | 3170.8816 | 853.8041 | 746.1684
2024-01-24 21:00 | 1396.1938 | 2575.7557 | 3307.9166 | 6572.4552 | 2846.181 | 5132.6791 | 3233.2806 | 783.8786 | 733.0821
2024-01-24 22:00 | 1198.6839 | 2435.9419 | 3185.3535 | 6022.0689 | 2496.3807 | 4823.1621 | 3229.8658 | 713.3521 | 682.0902
2024-01-24 23:00 | 998.6365 | 2326.5505 | 3113.9423 | 5545.6532 | 2245.6256 | 4561.9444 | 3173.6269 | 686.323 | 611.1147
2024-01-25 | 921.2632 | 2281.9118 | 3056.8551 | 5333.5968 | 2139.4945 | 4453.1598 | 3140.7191 | 673.6674 | 612.1748
2024-01-25 01:00 | 1028.1365 | 2298.2141 | 3079.1558 | 5237.9234 | 2103.1653 | 4426.1863 | 3106.502 | 674.3207 | 614.8903
2024-01-25 02:00 | 926.7176 | 2302.0282 | 3033.2717 | 5298.6723 | 2061.9226 | 4400.7326 | 3093.8855 | 668.1033 | 628.0871
2024-01-25 03:00 | 930.2556 | 2267.674 | 3070.4641 | 5515.6429 | 2084.0138 | 4500.528 | 3047.0523 | 673.3539 | 600.967
2024-01-25 04:00 | 988.8912 | 2343.6827 | 3167.301 | 5930.0008 | 2367.0057 | 4723.9862 | 3051.1007 | 687.3362 | 616.0981
2024-01-25 05:00 | 1283.21 | 2580.107 | 3235.1838 | 6657.3581 | 2688.7717 | 5205.4877 | 3096.7683 | 787.4916 | 645.5745
2024-01-25 06:00 | 1497.3544 | 2520.0922 | 3287.2464 | 7552.5317 | 3079.8639 | 5515.5529 | 3161.5984 | 806.9079 | 677.8709
2024-01-25 07:00 | 1504.4599 | 2408.3148 | 3300.0034 | 7684.6153 | 3172.4569 | 5671.6626 | 3111.28 | 793.3023 | 685.4125
2024-01-25 08:00 | 1586.439 | 2488.0739 | 3370.5788 | 7988.0538 | 3333.6993 | 5900.9863 | 3197.7825 | 844.8329 | 689.2521
2024-01-25 09:00 | 1609.4751 | 2523.2628 | 3435.713 | 8171.0849 | 3407.6578 | 5970.3871 | 3296.9489 | 868.8527 | 703.3565
2024-01-25 10:00 | 1613.8094 | 2553.365 | 3465.5365 | 8290.7009 | 3256.1394 | 6005.8823 | 3324.2808 | 888.5968 | 704.9206
2024-01-25 11:00 | 1601.4256 | 2536.2136 | 3491.3883 | 8201.5364 | 3320.0792 | 5936.9998 | 3337.1753 | 870.3077 | 697.4256
2024-01-25 12:00 | 1547.7381 | 2463.072 | 3507.3823 | 7943.8859 | 3501.0073 | 5762.0901 | 3232.6231 | 832.1553 | 702.8268
2024-01-25 13:00 | 1564.2183 | 2416.5599 | 3431.1527 | 7903.0539 | 3487.9922 | 5713.0693 | 3165.7273 | 819.4197 | 668.1613
2024-01-25 14:00 | 1721.1342 | 2440.2804 | 3486.8306 | 7921.8464 | 3384.8755 | 5707.0003 | 3120.1657 | 827.5486 | 640.0784
2024-01-25 15:00 | 1690.6893 | 2521.2638 | 3548.3443 | 8135.9228 | 3400.1805 | 5840.1808 | 3141.0176 | 865.5364 | 643.5089
2024-01-25 16:00 | 1627.5931 | 2621.6985 | 3625.6546 | 8248.7754 | 3485.9565 | 5945.9693 | 3153.8754 | 878.4478 | 716.1357
2024-01-25 17:00 | 1631.8368 | 2732.4274 | 3666.9405 | 8230.6787 | 3437.5232 | 5981.5691 | 3202.4946 | 869.306 | 780.8434
2024-01-25 18:00 | 1628.1814 | 2916.7131 | 3799.2228 | 8427.6694 | 3522.8535 | 6280.6625 | 3258.1522 | 886.3983 | 733.416
2024-01-25 19:00 | 1666.0585 | 2997.0988 | 3720.2116 | 8177.8814 | 3209.3267 | 6141.4235 | 3147.8057 | 923.8899 | 695.2182
2024-01-25 20:00 | 1638.5645 | 2823.5749 | 3561.4288 | 7708.7063 | 3270.1284 | 5773.8067 | 3182.5742 | 900.9382 | 745.7723
2024-01-25 21:00 | 1412.2522 | 2636.2337 | 3450.9847 | 7082.3928 | 3004.2 | 5408.5297 | 3236.8959 | 813.6769 | 723.7779
2024-01-25 22:00 | 1236.7125 | 2455.0823 | 3356.4882 | 6323.7482 | 2583.9929 | 5008.853 | 3154.1213 | 765.6559 | 698.9724
2024-01-25 23:00 | 1105.8058 | 2317.8887 | 3199.1974 | 5785.8096 | 2349.1068 | 4792.3618 | 3059.4672 | 708.7851 | 650.7572
2024-01-26 | 1111.9636 | 2272.5135 | 3085.185 | 5496.6043 | 2299.96 | 4642.9396 | 3033.5404 | 682.5777 | 636.5827
2024-01-26 01:00 | 1114.5451 | 2278.657 | 3098.839 | 5433.0975 | 2210.434 | 4574.6669 | 3043.9508 | 683.4524 | 624.6391
2024-01-26 02:00 | 1116.4509 | 2256.2478 | 3082.1246 | 5479.5487 | 2166.2217 | 4521.0051 | 3046.7549 | 684.5217 | 605.6256
2024-01-26 03:00 | 1118.3931 | 2263.2335 | 3026.1091 | 5638.8154 | 2187.9372 | 4620.1821 | 2993.1001 | 661.0449 | 574.015
2024-01-26 04:00 | 1164.4475 | 2355.4336 | 3106.7001 | 6050.0161 | 2418.2807 | 4884.1564 | 3006.5333 | 684.9037 | 601.5314
2024-01-26 05:00 | 1388.0829 | 2553.1603 | 3218.7915 | 6930.6231 | 2675.2292 | 5454.4831 | 3039.9622 | 810.6469 | 642.1156
2024-01-26 06:00 | 1594.7635 | 2556.4035 | 3367.6428 | 7681.1882 | 3099.6588 | 5724.2127 | 3203.7044 | 852.1019 | 672.9684
2024-01-26 07:00 | 1629.0905 | 2449.4478 | 3254.1843 | 7845.4092 | 3215.4711 | 5735.9954 | 3209.0912 | 847.7287 | 604.3804
2024-01-26 08:00 | 1734.7107 | 2473.8754 | 3299.9465 | 8073.4544 | 3318.9551 | 5885.4506 | 3281.1738 | 914.8847 | 585.6365
2024-01-26 09:00 | 1805.2783 | 2529.0571 | 3333.1841 | 8218.278 | 3301.7018 | 5935.9616 | 3323.7782 | 926.626 | 614.4795
2024-01-26 10:00 | 1824.3172 | 2549.4067 | 3386.8335 | 8127.1865 | 3233.1539 | 5950.2315 | 3203.3464 | 933.0646 | 580.5775
2024-01-26 11:00 | 1734.6103 | 2587.9038 | 3361.286 | 8047.1628 | 3219.8123 | 5919.9443 | 3194.6639 | 899.4708 | 585.2692
2024-01-26 12:00 | 1675.181 | 2501.0432 | 3329.0035 | 7961.5783 | 3157.801 | 5856.8396 | 3186.5576 | 876.7451 | 621.7915
2024-01-26 13:00 | 1607.197 | 2482.7469 | 3339.0968 | 8037.5385 | 3055.3095 | 5873.1227 | 3212.0331 | 861.6601 | 643.3947
2024-01-26 14:00 | 1599.1343 | 2477.879 | 3372.0707 | 8048.5395 | 3044.136 | 5886.8673 | 3184.7388 | 899.0238 | 605.2766
2024-01-26 15:00 | 1637.4311 | 2564.9955 | 3464.1031 | 8243.657 | 3117.3323 | 6030.3293 | 3201.8909 | 911.5055 | 651.2244
2024-01-26 16:00 | 1712.462 | 2688.4919 | 3548.8089 | 8376.4942 | 3204.3539 | 6042.2611 | 3234.8074 | 925.8202 | 696.7971
2024-01-26 17:00 | 1683.392 | 2790.7891 | 3579.6792 | 8391.258 | 3154.8721 | 6114.9457 | 3268.3769 | 927.8691 | 732.785
2024-01-26 18:00 | 1708.3156 | 2869.6656 | 3724.7909 | 8587.0231 | 3341.4289 | 6062.2437 | 3205.319 | 908.3775 | 717.5617
2024-01-26 19:00 | 1676.7538 | 2979.6467 | 3677.2897 | 8291.2979 | 3145.6615 | 5757.0202 | 3027.4217 | 877.7984 | 777.3063
2024-01-26 20:00 | 1701.5615 | 2907.3882 | 3632.3491 | 7902.451 | 3225.6321 | 5319.5666 | 3152.1297 | 871.7625 | 774.8964
2024-01-26 21:00 | 1485.7062 | 2731.8364 | 3511.4811 | 7290.4403 | 2975.452 | 5064.8585 | 3253.4927 | 812.8473 | 721.7609
2024-01-26 22:00 | 1258.3436 | 2512.4473 | 3382.8205 | 6434.0351 | 2714.084 | 4765.2259 | 3218.9256 | 767.0883 | 643.136
2024-01-26 23:00 | 1104.5327 | 2318.9927 | 3262.6147 | 5912.9968 | 2500.6666 | 4546.5777 | 3135.5466 | 728.1943 | 618.1456
2024-01-27 | 1066.4858 | 2241.504 | 3164.7512 | 5747.993 | 2416.385 | 4502.8226 | 3133.3448 | 720.8887 | 625.5425
2024-01-27 01:00 | 1040.3497 | 2240.9252 | 3175.6817 | 5666.5603 | 2322.6911 | 4452.384 | 3140.7659 | 719.5104 | 641.3332
2024-01-27 02:00 | 995.0118 | 2283.2892 | 3140.419 | 5584.9085 | 2322.4672 | 4431.8665 | 3087.1129 | 702.5961 | 628.2707
2024-01-27 03:00 | 973.8793 | 2261.6247 | 3095.9792 | 5752.3982 | 2319.4708 | 4565.5052 | 3059.218 | 700.1403 | 593.5736
2024-01-27 04:00 | 1051.0737 | 2372.9516 | 3180.7107 | 6169.5398 | 2452.9601 | 4786.6557 | 3056.1423 | 730.0673 | 621.4647
2024-01-27 05:00 | 1319.5171 | 2547.6826 | 3283.1824 | 6889.2342 | 2713.7164 | 5226.7184 | 3028.8756 | 832.6469 | 656.179
2024-01-27 06:00 | 1534.1819 | 2541.8477 | 3364.7966 | 7698.9208 | 3056.0687 | 5531.7537 | 3174.4469 | 855.7958 | 666.5582
2024-01-27 07:00 | 1537.7636 | 2426.4363 | 3350.3723 | 7806.0412 | 3149.2314 | 5545.8122 | 3173.0687 | 822.4314 | 641.1717
2024-01-27 08:00 | 1666.0188 | 2440.1833 | 3423.0827 | 8013.8229 | 3263.9388 | 5649.3077 | 3200.2467 | 842.776 | 670.4467
2024-01-27 09:00 | 1705.5664 | 2455.0165 | 3573.4192 | 8156.4452 | 3252.8613 | 5714.8313 | 3278.3183 | 845.6473 | 603.687
2024-01-27 10:00 | 1690.3159 | 2531.5047 | 3524.3231 | 8185.7089 | 3276.8218 | 5692.1573 | 3290.7559 | 856.755 | 659.9183
2024-01-27 11:00 | 1700.2101 | 2577.063 | 3550.3643 | 8124.4398 | 3294.5029 | 5646.9552 | 3210.5925 | 846.5859 | 707.9986
2024-01-27 12:00 | 1685.1928 | 2450.988 | 3511.0794 | 8016.8464 | 3210.1152 | 5584.5851 | 3267.5943 | 846.353 | 730.6192
2024-01-27 13:00 | 1652.1743 | 2473.6795 | 3489.3774 | 8066.0212 | 3075.1788 | 5621.1452 | 3267.4239 | 850.5075 | 721.2965
2024-01-27 14:00 | 1670.9737 | 2491.9939 | 3494.855 | 7994.6358 | 3041.6067 | 5619.0257 | 3173.6324 | 858.8934 | 718.3522
2024-01-27 15:00 | 1742.673 | 2588.8207 | 3568.9286 | 8183.0139 | 3075.6113 | 5810.6436 | 3226.8168 | 895.0079 | 756.5093
2024-01-27 16:00 | 1799.9072 | 2691.3331 | 3626.1113 | 8340.1968 | 3128.774 | 5924.9556 | 3251.8315 | 915.1754 | 718.3125
2024-01-27 17:00 | 1807.9855 | 2718.382 | 3624.1978 | 8298.0459 | 3183.6532 | 5968.0839 | 3247.2964 | 904.3152 | 764.6837
2024-01-27 18:00 | 1858.1424 | 2802.5054 | 3692.1963 | 8477.5493 | 3242.6892 | 5999.0685 | 3237.6194 | 913.0746 | 764.7565
2024-01-27 19:00 | 1814.0386 | 2780.7408 | 3621.0646 | 8404.6924 | 3149.9408 | 5759.9195 | 3194.0056 | 937.5029 | 733.5436
2024-01-27 20:00 | 1758.9101 | 2653.9215 | 3499.8994 | 8023.5702 | 3218.229 | 5506.4233 | 3316.7163 | 936.283 | 782.3713
2024-01-27 21:00 | 1489.1818 | 2484.2503 | 3464.3938 | 7325.8193 | 2963.0144 | 5200.251 | 3364.1829 | 851.0572 | 777.8815
2024-01-27 22:00 | 1234.4142 | 2265.9204 | 3369.7636 | 6632.6365 | 2637.4918 | 4886.5457 | 3322.0398 | 806.2361 | 722.6518
2024-01-27 23:00 | 1083.7837 | 2213.8887 | 3238.6068 | 6069.341 | 2390.6971 | 4652.2488 | 3230.1497 | 755.344 | 679.0707
2024-01-28 | 1040.4006 | 2190.923 | 3232.6475 | 5774.2212 | 2214.0929 | 4481.1415 | 3187.8754 | 723.7895 | 640.3535
2024-01-28 01:00 | 1001.9794 | 2178.9662 | 3205.3226 | 5720.6706 | 2219.5815 | 4448.619 | 3191.4419 | 718.852 | 633.5148
2024-01-28 02:00 | 987.1266 | 2167.3002 | 3194.4076 | 5683.3876 | 2208.6656 | 4416.724 | 3181.0657 | 720.4377 | 623.4665
2024-01-28 03:00 | 996.0892 | 2158.9991 | 3146.7329 | 5826.4937 | 2232.1929 | 4493.0736 | 3150.8232 | 722.5445 | 629.1557
2024-01-28 04:00 | 1090.7812 | 2219.9826 | 3191.8372 | 6249.5303 | 2395.7706 | 4771.4454 | 3179.2085 | 753.3486 | 659.847
2024-01-28 05:00 | 1369.542 | 2336.0118 | 3363.2105 | 6977.8923 | 2722.1218 | 5345.4198 | 3226.341 | 850.9285 | 707.7948
2024-01-28 06:00 | 1557.2475 | 2435.9695 | 3416.6066 | 7734.4483 | 3092.4358 | 5770.5381 | 3297.8544 | 875.8143 | 692.0923
2024-01-28 07:00 | 1514.854 | 2396.5863 | 3414.6413 | 7834.0292 | 3168.1517 | 5751.6235 | 3257.5514 | 836.9709 | 691.804
2024-01-28 08:00 | 1579.318 | 2462.9676 | 3447.5937 | 8186.8902 | 3338.6411 | 5907.9775 | 3331.637 | 866.5645 | 717.2181
2024-01-28 09:00 | 1596.2912 | 2527.8724 | 3506.8668 | 8463.2629 | 3468.8506 | 5868.7888 | 3401.0094 | 873.6105 | 747.0726
2024-01-28 10:00 | 1623.6393 | 2471.5452 | 3517.7694 | 8421.807 | 3506.0577 | 5788.5469 | 3349.3366 | 874.9879 | 751.9398
2024-01-28 11:00 | 1643.12 | 2439.3996 | 3533.1404 | 8457.6406 | 3396.2073 | 5785.8797 | 3393.3147 | 896.3642 | 738.409
2024-01-28 12:00 | 1631.1925 | 2427.8666 | 3455.1523 | 8344.2433 | 3340.1628 | 5756.5858 | 3405.5393 | 898.3292 | 766.9007
2024-01-28 13:00 | 1613.4818 | 2471.8469 | 3502.6488 | 8276.2651 | 3294.1842 | 5758.5599 | 3361.4998 | 879.9913 | 760.0752
2024-01-28 14:00 | 1616.4429 | 2353.0369 | 3465.6814 | 8228.9418 | 3265.3969 | 5798.5801 | 3324.8453 | 872.6796 | 784.3333
2024-01-28 15:00 | 1671.0299 | 2540.0716 | 3496.6977 | 8311.4651 | 3372.5504 | 5934.8263 | 3353.6666 | 896.731 | 789.8948
2024-01-28 16:00 | 1713.4128 | 2629.2519 | 3684.83 | 8449.2168 | 3376.0582 | 6009.8664 | 3393.0425 | 922.8221 | 790.7472
2024-01-28 17:00 | 1761.5839 | 2747.9279 | 3673.4328 | 8505.3443 | 3308.2724 | 6029.9021 | 3337.3019 | 936.5705 | 822.283
2024-01-28 18:00 | 1865.3201 | 2854.8669 | 3745.7089 | 8550.56 | 3272.6064 | 5995.5817 | 3266.4233 | 927.5481 | 814.9491
2024-01-28 19:00 | 1891.1084 | 2805.7358 | 3704.0482 | 8403.7713 | 3091.8307 | 5894.3723 | 3221.5691 | 954.5748 | 796.2187
2024-01-28 20:00 | 1887.1602 | 2703.2863 | 3539.0885 | 7937.0616 | 3194.6873 | 5664.7215 | 3297.6437 | 943.3942 | 856.5982
2024-01-28 21:00 | 1603.93 | 2480.4165 | 3444.6368 | 7220.316 | 3066.5623 | 5329.2694 | 3290.8248 | 851.5538 | 794.4779
2024-01-28 22:00 | 1337.176 | 2311.0473 | 3270.9945 | 6469.0677 | 2792.9826 | 5029.7997 | 3198.2758 | 795.2577 | 746.2859
2024-01-28 23:00 | 1166.3488 | 2256.3781 | 3200.0936 | 6003.507 | 2485.9806 | 4810.2642 | 3097.3211 | 745.8243 | 694.6608
2024-01-29 | 1101.9894 | 2225.3891 | 3138.7818 | 5711.5344 | 2388.0192 | 4654.9999 | 3079.8559 | 730.117 | 695.8465
2024-01-29 01:00 | 1068.0114 | 2267.1659 | 3116.3494 | 5682.0567 | 2304.35 | 4597.9936 | 3058.0359 | 724.2443 | 674.0578
2024-01-29 02:00 | 1039.4924 | 2282.5565 | 3158.832 | 5729.9306 | 2277.9446 | 4619.1048 | 2991.3684 | 718.6062 | 633.8396
2024-01-29 03:00 | 1005.287 | 2270.2595 | 2990.1184 | 5847.6764 | 2327.0573 | 4731.1495 | 3018.7852 | 717.2125 | 625.7773
2024-01-29 04:00 | 1087.9391 | 2353.6447 | 3108.0906 | 6339.692 | 2408.3688 | 5006.7301 | 3097.4752 | 752.4468 | 637.25
2024-01-29 05:00 | 1332.4697 | 2515.5064 | 3227.567 | 6969.0974 | 2675.0622 | 5421.8701 | 3111.3733 | 839.9314 | 684.4326
2024-01-29 06:00 | 1535.6151 | 2581.8996 | 3325.7968 | 7876.2908 | 3082.2504 | 5809.9094 | 3257.8871 | 885.7896 | 687.5672
2024-01-29 07:00 | 1484.4652 | 2519.9633 | 3258.1076 | 8018.1044 | 3217.1536 | 5880.1246 | 3183.8332 | 869.1374 | 664.9168
2024-01-29 08:00 | 1556.3248 | 2580.2496 | 3310.3218 | 8456.2026 | 3369.4625 | 6060.7774 | 3280.6275 | 900.1139 | 730.6774
2024-01-29 09:00 | 1611.2581 | 2633.1853 | 3468.1581 | 8640.3057 | 3419.9426 | 6064.2529 | 3389.2055 | 923.8111 | 698.6421
2024-01-29 10:00 | 1649.0731 | 2589.8892 | 3509.4328 | 8744.0084 | 3368.4602 | 6024.449 | 3390.772 | 931.1997 | 753.8197
2024-01-29 11:00 | 1687.7286 | 2632.4134 | 3522.1096 | 8564.0761 | 3337.2588 | 5999.1841 | 3384.6375 | 923.7676 | 772.3712
2024-01-29 12:00 | 1722.5638 | 2629.3344 | 3515.1364 | 8358.9056 | 3253.5201 | 5916.9997 | 3339.9479 | 921.593 | 771.1359
2024-01-29 13:00 | 1714.4693 | 2630.0193 | 3522.6919 | 8179.7009 | 3156.6423 | 5843.0198 | 3418.622 | 915.1747 | 796.4743
2024-01-29 14:00 | 1687.926 | 2622.9184 | 3643.6015 | 8023.1838 | 3053.4833 | 5790.9858 | 3351.8208 | 903.9315 | 774.4234
2024-01-29 15:00 | 1707.5678 | 2687.525 | 3772.8222 | 8152.8811 | 2928.4288 | 6013.2869 | 3372.6488 | 921.5081 | 815.6216
2024-01-29 16:00 | 1809.7556 | 2718.4133 | 3819.4604 | 8281.6479 | 2989.0786 | 6137.4059 | 3398.8575 | 936.5324 | 830.0986
2024-01-29 17:00 | 1872.6172 | 2822.8745 | 3805.2112 | 8306.5108 | 3038.7247 | 6170.6581 | 3301.6662 | 942.8582 | 789.2652
2024-01-29 18:00 | 1849.5718 | 2950.632 | 3917.2605 | 8503.6148 | 3061.8078 | 6197.0501 | 3291.2679 | 941.0067 | 779.4253
2024-01-29 19:00 | 1740.2947 | 3006.8409 | 3852.973 | 8259.7462 | 2828.0001 | 5895.1568 | 3190.475 | 956.8758 | 762.0855
2024-01-29 20:00 | 1645.1324 | 2875.8315 | 3682.7542 | 7900.9558 | 2949.0652 | 5607.0914 | 3226.638 | 925.0073 | 843.7646
2024-01-29 21:00 | 1402.6334 | 2705.1917 | 3587.5924 | 7247.3093 | 2809.7785 | 5192.4676 | 3266.8309 | 844.9878 | 818.3018
2024-01-29 22:00 | 1193.1211 | 2472.703 | 3346.1772 | 6527.5256 | 2508.4118 | 4869.484 | 3151.3618 | 788.1365 | 769.3539
2024-01-29 23:00 | 1113.3402 | 2362.1555 | 3226.3569 | 5972.2773 | 2363.4142 | 4687.0956 | 3089.2317 | 734.1851 | 703.5405
2024-01-30 | 1040.5184 | 2346.0536 | 3206.3114 | 5721.611 | 2218.4534 | 4591.8735 | 3081.3094 | 714.7253 | 678.1688
2024-01-30 01:00 | 1063.0789 | 2327.5324 | 3179.2992 | 5537.2688 | 2125.196 | 4561.3251 | 3051.777 | 709.1271 | 693.3734
2024-01-30 02:00 | 1206.2419 | 2273.18 | 3093.5396 | 5526.8865 | 2074.7014 | 4495.4101 | 3039.8444 | 703.0226 | 641.5206
2024-01-30 03:00 | 1213.1638 | 2265.3411 | 3093.8583 | 5603.9588 | 2142.0675 | 4533.9532 | 2958.2349 | 710.5752 | 630.3578
2024-01-30 04:00 | 1257.2111 | 2420.9389 | 3206.7317 | 5841.6562 | 2208.9694 | 4769.2233 | 3080.2997 | 715.568 | 658.7847
2024-01-30 05:00 | 1375.9099 | 2537.917 | 3335.4767 | 6346.4556 | 2483.9943 | 5128.8651 | 3216.5196 | 760.9643 | 716.5085
2024-01-30 06:00 | 1486.2496 | 2532.0225 | 3363.2624 | 6792.6816 | 2649.6381 | 5394.7939 | 3202.2838 | 788.9605 | 677.2301
2024-01-30 07:00 | 1526.4864 | 2503.4986 | 3265.1487 | 7087.7349 | 2717.7111 | 5390.1943 | 3095.2863 | 792.703 | 688.3618
2024-01-30 08:00 | 1612.6414 | 2608.9975 | 3378.693 | 7728.3727 | 2891.5109 | 5551.8834 | 3184.8854 | 831.1641 | 741.9304
2024-01-30 09:00 | 1592.1479 | 2539.9943 | 3432.8059 | 7880.7149 | 3012.3148 | 5554.0349 | 3213.0682 | 817.1686 | 772.735
2024-01-30 10:00 | 1573.15 | 2526.7817 | 3466.9345 | 7796.3385 | 2928.4377 | 5458.9929 | 3229.082 | 804.2222 | 781.2429
2024-01-30 11:00 | 1588.8643 | 2506.6474 | 3419.0384 | 7727.1595 | 2920.794 | 5470.2587 | 3203.7199 | 791.3623 | 783.6484
2024-01-30 12:00 | 1581.3329 | 2456.0284 | 3328.7716 | 7605.7587 | 2792.5319 | 5333.3753 | 3186.6756 | 789.286 | 769.4244
2024-01-30 13:00 | 1556.5781 | 2447.5338 | 3421.7808 | 7487.3564 | 2758.2949 | 5334.5627 | 3205.5787 | 784.669 | 789.3822
2024-01-30 14:00 | 1521.7215 | 2496.2195 | 3404.2356 | 7348.6174 | 2682.9777 | 5365.009 | 3161.2221 | 773.5914 | 783.1513
2024-01-30 15:00 | 1516.0103 | 2596.5758 | 3397.0366 | 7441.6934 | 2622.1143 | 5432.1659 | 3231.8925 | 788.9309 | 789.4976
2024-01-30 16:00 | 1503.3911 | 2648.6596 | 3483.0128 | 7527.7798 | 2699.8331 | 5471.6028 | 3223.0066 | 805.0704 | 805.0187
2024-01-30 17:00 | 1531.6649 | 2769.8721 | 3543.8464 | 7564.1409 | 2665.0247 | 5520.5492 | 3181.9375 | 825.0237 | 772.4199
2024-01-30 18:00 | 1616.9951 | 2911.8856 | 3603.4824 | 7634.853 | 2772.6404 | 5794.1463 | 3183.1497 | 843.4136 | 754.3474
2024-01-30 19:00 | 1605.7733 | 2902.0709 | 3571.8339 | 7581.4518 | 2702.783 | 5625.9622 | 3102.9819 | 880.3791 | 756.1184
2024-01-30 20:00 | 1514.834 | 2730.0031 | 3377.191 | 7504.9192 | 2855.1687 | 5369.8343 | 3082.5721 | 885.2773 | 800.5281
2024-01-30 21:00 | 1280.7415 | 2586.696 | 3357.5731 | 6937.2167 | 2713.2354 | 5044.7342 | 3095.4934 | 810.8563 | 745.2706
2024-01-30 22:00 | 1107.1299 | 2445.36 | 3249.2016 | 6250.81 | 2477.023 | 4713.1028 | 2971.5502 | 734.0963 | 718.4489
2024-01-30 23:00 | 994.3132 | 2344.2386 | 3154.4802 | 5720.6122 | 2255.5988 | 4512.9894 | 2864.0651 | 698.2622 | 663.4792
2024-01-31 | 944.8171 | 2269.3916 | 3104.5829 | 5426.2029 | 2107.588 | 4371.9974 | 2841.2891 | 667.1665 | 672.1901
2024-01-31 01:00 | 925.0916 | 2259.3811 | 3111.1936 | 5394.4689 | 2003.9842 | 4314.9079 | 2793.835 | 669.1832 | 659.6238
2024-01-31 02:00 | 901.0823 | 2162.935 | 3118.3294 | 5345.1827 | 2013.3805 | 4233.2565 | 2817.3487 | 661.0622 | 665.397
2024-01-31 03:00 | 906.5999 | 2196.8772 | 3078.1547 | 5307.0499 | 2023.3389 | 4249.5287 | 2775.3461 | 672.3868 | 663.4615
2024-01-31 04:00 | 970.5965 | 2336.2033 | 3205.4465 | 5635.8709 | 2139.4211 | 4523.7152 | 2866.8485 | 675.6138 | 668.0826
2024-01-31 05:00 | 1069.5572 | 2465.3281 | 3377.5119 | 6211.4769 | 2348.5172 | 4966.6015 | 2973.8189 | 734.3866 | 698.9072
2024-01-31 06:00 | 1216.8873 | 2473.975 | 3307.2262 | 6594.0004 | 2520.8347 | 5180.69 | 2910.5301 | 742.791 | 647.9353
2024-01-31 07:00 | 1292.303 | 2391.8308 | 3190.6365 | 6726.371 | 2582.906 | 5110.9926 | 2828.0454 | 744.0318 | 643.5457
2024-01-31 08:00 | 1403.2293 | 2518.7526 | 3294.8161 | 7187.1062 | 2818.6224 | 5347.7627 | 2944.1488 | 776.5271 | 696.411
2024-01-31 09:00 | 1394.4734 | 2599.8997 | 3458.1494 | 7514.5171 | 2970.5824 | 5435.8645 | 2985.6043 | 786.7354 | 668.6336
2024-01-31 10:00 | 1363.4524 | 2537.4145 | 3446.9353 | 7520.119 | 2959.8334 | 5430.927 | 3010.1662 | 773.27 | 778.7644
2024-01-31 11:00 | 1321.9536 | 2421.5846 | 3358.9465 | 7402.669 | 2960.6349 | 5326.6683 | 3018.6612 | 766.8667 | 772.8458
2024-01-31 12:00 | 1321.6147 | 2397.0172 | 3309.1296 | 7274.3995 | 2881.9494 | 5236.4475 | 3054.6529 | 755.8901 | 798.0193
2024-01-31 13:00 | 1314.7075 | 2403.84 | 3322.0536 | 7204.7744 | 2756.5543 | 5253.2203 | 3074.9992 | 745.6368 | 803.5905
2024-01-31 14:00 | 1271.1365 | 2465.839 | 3285.9499 | 7090.8896 | 2617.9261 | 5261.4065 | 3043.9149 | 736.4921 | 763.2973
2024-01-31 15:00 | 1291.9873 | 2446.1012 | 3350.1398 | 7168.4844 | 2589.3698 | 5371.0267 | 3068.8267 | 746.3197 | 766.005
2024-01-31 16:00 | 1322.1929 | 2517.7438 | 3452.8948 | 7286.5571 | 2639.2247 | 5444.6989 | 3102.9941 | 770.0834 | 724.317
2024-01-31 17:00 | 1376.3175 | 2600.2125 | 3472.1563 | 7449.3416 | 2721.7264 | 5535.2803 | 3168.466 | 798.3831 | 707.8537
2024-01-31 18:00 | 1536.7294 | 2773.972 | 3623.4905 | 7740.707 | 2868.7139 | 5802.1896 | 3213.1878 | 831.6067 | 763.3064
2024-01-31 19:00 | 1682.5329 | 2776.5363 | 3608.9805 | 7543.7937 | 2852.4687 | 5667.0382 | 3172.9436 | 881.7211 | 743.3037
2024-01-31 20:00 | 1631.4296 | 2630.3748 | 3477.5745 | 7177.0551 | 2997.9911 | 5425.3163 | 3214.2273 | 893.2616 | 770.5674
2024-01-31 21:00 | 1405.2537 | 2490.1445 | 3385.2475 | 6687.0465 | 2814.1154 | 5142.7743 | 3217.1672 | 820.268 | 764.4694
2024-01-31 22:00 | 1204.1002 | 2366.8601 | 3235.9931 | 6000.4879 | 2502.4224 | 4764.1546 | 3134.1049 | 742.5618 | 719.7345
2024-01-31 23:00 | 1061.0936 | 2307.5452 | 3138.781 | 5552.8512 | 2240.3399 | 4514.2119 | 3101.3964 | 705.8184 | 705.0652
2024-02-01 | 961.6398 | 2274.111 | 3076.2381 | 5362.6217 | 2068.8479 | 4432.1619 | 3145.0385 | 698.2167 | 677.8791
2024-02-01 01:00 | 915.6626 | 2288.1005 | 3115.0068 | 5353.4553 | 1981.6302 | 4393.5543 | 3150.8817 | 692.3861 | 664.7732
2024-02-01 02:00 | 893.801 | 2287.1345 | 3097.4719 | 5383.6968 | 2000.1363 | 4418.3676 | 3065.6262 | 676.3639 | 619.4136
2024-02-01 03:00 | 892.9051 | 2273.3217 | 3058.9204 | 5583.6321 | 2042.8589 | 4455.3636 | 3079.8063 | 686.167 | 630.3544
2024-02-01 04:00 | 994.2314 | 2390.9912 | 3127.5147 | 6010.2416 | 2214.7655 | 4730.4421 | 3085.1727 | 704.105 | 643.85
2024-02-01 05:00 | 1291.032 | 2552.6116 | 3265.5319 | 6739.4505 | 2575.279 | 5177.162 | 3089.3099 | 814.6445 | 674.4354
2024-02-01 06:00 | 1498.4379 | 2561.9267 | 3311.0537 | 7636.3068 | 2942.4043 | 5525.5318 | 3229.2876 | 854.7531 | 702.9868
2024-02-01 07:00 | 1493.284 | 2493.7821 | 3284.9196 | 7891.0292 | 3125.7885 | 5653.5107 | 3240.7211 | 828.0778 | 654.5799
2024-02-01 08:00 | 1562.9092 | 2571.0472 | 3457.7206 | 8253.0356 | 3289.796 | 5792.9079 | 3341.1976 | 866.8598 | 728.4807
2024-02-01 09:00 | 1636.9102 | 2607.3927 | 3467.3318 | 8432.1422 | 3351.2119 | 5932.3121 | 3455.9446 | 890.0362 | 765.5805
2024-02-01 10:00 | 1639.7805 | 2615.3673 | 3380.0719 | 8466.5553 | 3335.5122 | 5962.0943 | 3446.1819 | 884.4442 | 771.4673
2024-02-01 11:00 | 1592.8102 | 2630.4339 | 3444.2601 | 8430.8518 | 3325.4983 | 5974.589 | 3462.0557 | 882.3437 | 791.4312
2024-02-01 12:00 | 1570.7538 | 2598.6594 | 3458.1824 | 8364.4712 | 3294.5095 | 5912.5644 | 3385.5629 | 880.8677 | 813.6602
2024-02-01 13:00 | 1609.7237 | 2509.4788 | 3474.6653 | 8471.9203 | 3226.6298 | 5913.15 | 3340.8001 | 881.9998 | 779.8132
2024-02-01 14:00 | 1625.7867 | 2488.1941 | 3404.407 | 8267.0171 | 3122.7692 | 5836.2713 | 3280.4748 | 879.7039 | 754.2327
2024-02-01 15:00 | 1710.5796 | 2527.987 | 3472.1944 | 8505.3947 | 3136.1268 | 5890.3468 | 3305.0668 | 901.9015 | 781.0119
2024-02-01 16:00 | 1777.7824 | 2814.8324 | 3564.1561 | 8596.6659 | 3182.0452 | 5917.4516 | 3295.2457 | 922.9068 | 732.6964
2024-02-01 17:00 | 1820.1719 | 2873.4607 | 3682.0013 | 8728.6409 | 3197.8762 | 5878.0534 | 3288.8378 | 912.9366 | 745.2574
2024-02-01 18:00 | 1819.2885 | 2962.5479 | 3817.3652 | 8786.3927 | 3201.9899 | 5972.0823 | 3142.6001 | 906.2665 | 752.9268
2024-02-01 19:00 | 1757.9114 | 2964.3646 | 3704.9096 | 8410.572 | 3084.7672 | 5854.7205 | 3064.3784 | 943.4141 | 741.3055
2024-02-01 20:00 | 1721.0078 | 2830.1573 | 3554.0381 | 7979.0181 | 3207.2813 | 5584.5508 | 3181.5278 | 944.5954 | 800.2992
2024-02-01 21:00 | 1503.4089 | 2620.1977 | 3413.0756 | 7233.7643 | 2979.8346 | 5232.207 | 3259.1827 | 859.0389 | 788.4126
2024-02-01 22:00 | 1257.0442 | 2444.8275 | 3341.1114 | 6420.5482 | 2652.861 | 4972.3433 | 3207.7838 | 803.8624 | 728.6302
2024-02-01 23:00 | 1115.9588 | 2293.0219 | 3161.5227 | 5854.5389 | 2400.8224 | 4694.6228 | 3121.008 | 752.2389 | 696.7522
2024-02-02 | 1045.5729 | 2249.9549 | 3119.5234 | 5640.7349 | 2259.3387 | 4594.51 | 3132.7894 | 737.0741 | 659.5232
2024-02-02 01:00 | 1020.7874 | 2246.7781 | 3095.6639 | 5626.3987 | 2165.4124 | 4636.1325 | 3124.7429 | 737.0318 | 670.4951
2024-02-02 02:00 | 1011.0626 | 2249.816 | 3007.9916 | 5669.587 | 2196.448 | 4618.0725 | 3108.9934 | 739.6383 | 673.7216
2024-02-02 03:00 | 1006.3803 | 2234.0351 | 3011.1586 | 5808.9663 | 2187.9224 | 4602.8487 | 3059.5497 | 732.3083 | 643.7304
2024-02-02 04:00 | 1096.9003 | 2348.2268 | 3116.173 | 6242.8238 | 2273.8157 | 4889.1405 | 3057.8738 | 758.7801 | 660.7152
2024-02-02 05:00 | 1329.4919 | 2565.4204 | 3245.3372 | 6911.8888 | 2595.9314 | 5307.145 | 3088.7387 | 843.6061 | 685.5186
2024-02-02 06:00 | 1546.957 | 2577.3817 | 3278.2819 | 7783.0917 | 3002.1936 | 5682.8128 | 3209.413 | 866.0319 | 680.6636
2024-02-02 07:00 | 1518.8193 | 2487.2438 | 3262.4026 | 7999.093 | 3144.3113 | 5765.2745 | 3154.2145 | 818.4886 | 678.3888
2024-02-02 08:00 | 1539.4415 | 2559.6165 | 3310.9519 | 8191.6666 | 3292.808 | 5975.5871 | 3173.1937 | 843.379 | 703.3459
2024-02-02 09:00 | 1528.6421 | 2601.6472 | 3354.6997 | 8288.0002 | 3471.0724 | 5994.4425 | 3224.4601 | 855.9175 | 757.278
2024-02-02 10:00 | 1537.2755 | 2647.0445 | 3336.8951 | 8322.6883 | 3495.0321 | 5985.8134 | 3156.6139 | 884.7461 | 790.4941
2024-02-02 11:00 | 1556.3905 | 2649.4643 | 3288.9384 | 8271.107 | 3429.2368 | 6039.711 | 3176.6247 | 887.2863 | 793.6166
2024-02-02 12:00 | 1547.1887 | 2616.6921 | 3261.7979 | 8138.4307 | 3358.3474 | 6051.8308 | 3180.6498 | 886.9302 | 818.6238
2024-02-02 13:00 | 1547.0985 | 2626.7452 | 3240.6319 | 8129.3393 | 3304.4358 | 6070.798 | 3126.7672 | 889.6826 | 809.6175
2024-02-02 14:00 | 1595.952 | 2640.6242 | 3241.1445 | 8074.066 | 3362.4179 | 6058.4458 | 3116.7959 | 895.6978 | 762.7004
2024-02-02 15:00 | 1666.5697 | 2757.3043 | 3319.2072 | 8211.0907 | 3397.5261 | 6148.8479 | 3117.0872 | 907.934 | 798.1866
2024-02-02 16:00 | 1772.5413 | 2774.6377 | 3445.9283 | 8342.9364 | 3382.0318 | 6091.0106 | 3139.915 | 922.0966 | 807.6021
2024-02-02 17:00 | 1901.4219 | 2906.5536 | 3538.4235 | 8309.8279 | 3336.5929 | 6055.4128 | 3157.2044 | 910.4511 | 764.1866
2024-02-02 18:00 | 1981.2712 | 3076.2605 | 3733.5569 | 8439.6405 | 3453.0992 | 6152.9843 | 3142.6829 | 926.5832 | 757.23
2024-02-02 19:00 | 1874.514 | 3115.2401 | 3667.0903 | 8335.3711 | 3243.9353 | 6010.1484 | 3075.9885 | 964.5032 | 750.4884
2024-02-02 20:00 | 1733.638 | 2910.6639 | 3466.2979 | 7965.8798 | 3316.0544 | 5740.6469 | 3140.9315 | 947.6183 | 795.6769
2024-02-02 21:00 | 1541.2531 | 2708.9807 | 3283.4431 | 7203.1554 | 3012.6503 | 5397.5887 | 3188.3717 | 851.0192 | 755.2346
2024-02-02 22:00 | 1300.4397 | 2516.851 | 3147.9631 | 6373.3362 | 2698.7048 | 5038.9065 | 3077.8535 | 773.4788 | 708.0986
2024-02-02 23:00 | 1142.0442 | 2389.9508 | 2996.1447 | 5835.3898 | 2403.5303 | 4787.893 | 2999.87 | 728.6034 | 688.6624
2024-02-03 | 1070.3274 | 2323.4825 | 3043.2337 | 5546.7166 | 2233.5325 | 4698.4486 | 2961.4884 | 706.8707 | 673.9418
2024-02-03 01:00 | 1055.0844 | 2272.2513 | 3085.9335 | 5476.5881 | 2159.7931 | 4666.6936 | 2984.576 | 701.404 | 690.7624
2024-02-03 02:00 | 1040.6777 | 2327.8073 | 3013.5881 | 5527.7056 | 2177.3019 | 4624.4477 | 2980.1676 | 700.0859 | 678.8087
2024-02-03 03:00 | 1021.0158 | 2269.5898 | 2997.499 | 5697.0713 | 2215.4225 | 4695.5075 | 2926.2861 | 697.34 | 674.1269
2024-02-03 04:00 | 1109.7885 | 2312.9171 | 3052.4333 | 6176.3414 | 2399.7748 | 4924.5135 | 2972.9562 | 735.7581 | 668.6661
2024-02-03 05:00 | 1362.3171 | 2537.8317 | 3159.9235 | 6887.0131 | 2655.5663 | 5324.312 | 3048.7803 | 833.1807 | 700.834
2024-02-03 06:00 | 1563.3065 | 2565.8011 | 3263.0844 | 7777.89 | 3083.8009 | 5634.7847 | 3123.9808 | 858.6162 | 721.0514
2024-02-03 07:00 | 1526.3108 | 2446.1341 | 3271.5914 | 7923.7494 | 3224.852 | 5744.3236 | 3076.2373 | 819.0947 | 727.4104
2024-02-03 08:00 | 1555.2535 | 2491.0133 | 3310.9316 | 8228.1336 | 3398.8922 | 6002.7418 | 3158.3152 | 852.5934 | 726.3077
2024-02-03 09:00 | 1540.7569 | 2500.7671 | 3421.2554 | 8296.1502 | 3418.2468 | 6100.1053 | 3231.4366 | 888.2319 | 828.5171
2024-02-03 10:00 | 1519.6389 | 2567.1839 | 3353.3617 | 8438.4027 | 3345.1076 | 6099.8124 | 3317.9446 | 918.8528 | 811.2979
2024-02-03 11:00 | 1496.8874 | 2575.0563 | 3452.8747 | 8309.1511 | 3304.2965 | 5993.1268 | 3279.4835 | 916.7799 | 848.5774
2024-02-03 12:00 | 1475.2824 | 2510.2901 | 3413.9836 | 8154.11 | 3237.0452 | 5873.3825 | 3231.4012 | 895.7373 | 837.7952
2024-02-03 13:00 | 1451.4198 | 2476.7998 | 3392.9167 | 8139.6893 | 3209.4335 | 5810.2103 | 3154.8114 | 898.436 | 802.3941
2024-02-03 14:00 | 1480.2424 | 2475.2095 | 3379.8569 | 8220.8517 | 3157.245 | 5855.4735 | 3220.4394 | 904.9992 | 781.8254
2024-02-03 15:00 | 1535.8033 | 2574.38 | 3442.152 | 8310.9626 | 3144.85 | 6029.4636 | 3240.6985 | 927.0164 | 821.7768
2024-02-03 16:00 | 1566.3435 | 2610.0003 | 3448.8134 | 8341.6714 | 3289.5241 | 6079.4502 | 3242.9492 | 939.734 | 774.8755
2024-02-03 17:00 | 1604.7563 | 2678.849 | 3478.5285 | 8343.2707 | 3247.2684 | 6092.9977 | 3167.7856 | 941.0528 | 799.4656
2024-02-03 18:00 | 1738.3223 | 2900.3647 | 3625.8498 | 8466.0795 | 3336.9437 | 6186.5299 | 3141.0493 | 962.574 | 799.4775
2024-02-03 19:00 | 1742.5939 | 2988.4815 | 3614.6729 | 8312.8676 | 3097.0894 | 6003.3412 | 3053.2696 | 969.2681 | 775.655
2024-02-03 20:00 | 1660.5028 | 2855.687 | 3480.3551 | 7799.9542 | 3161.376 | 5643.5596 | 3149.8535 | 941.9822 | 785.475
2024-02-03 21:00 | 1465.6808 | 2641.1984 | 3362.5275 | 7135.2264 | 2942.3943 | 5338.5333 | 3221.1747 | 852.2825 | 766.818
2024-02-03 22:00 | 1269.1757 | 2490.1308 | 3226.8932 | 6347.6241 | 2585.9071 | 5029.8989 | 3167.4251 | 796.1347 | 759.1692
2024-02-03 23:00 | 1146.5506 | 2377.8759 | 3060.2484 | 5844.5682 | 2335.076 | 4792.6043 | 3100.1875 | 743.0812 | 690.9281
2024-02-04 | 1071.5877 | 2283.4934 | 3024.4986 | 5600.7564 | 2228.1811 | 4687.992 | 3031.265 | 731.5794 | 682.5907
2024-02-04 01:00 | 1031.5731 | 2258.9162 | 3014.4996 | 5470.8819 | 2129.4441 | 4670.5295 | 3000.5425 | 731.6255 | 683.0473
2024-02-04 02:00 | 1031.8777 | 2274.8937 | 2967.1528 | 5491.7187 | 2138.4525 | 4670.4233 | 2977.0076 | 735.8633 | 655.6472
2024-02-04 03:00 | 1018.7778 | 2260.8054 | 2953.6154 | 5718.8559 | 2096.1394 | 4737.7959 | 3023.9878 | 731.8629 | 660.6974
2024-02-04 04:00 | 1090.0337 | 2365.8682 | 3085.0628 | 6197.5433 | 2202.5053 | 4918.9015 | 3059.0099 | 765.0043 | 677.8884
2024-02-04 05:00 | 1350.0226 | 2571.0534 | 3262.2778 | 6936.5782 | 2521.8087 | 5369.821 | 3102.9371 | 862.7053 | 724.352
2024-02-04 06:00 | 1560.5662 | 2688.3642 | 3300.6264 | 7674.1753 | 2913.6933 | 5689.7454 | 3231.9707 | 887.134 | 703.831
2024-02-04 07:00 | 1533.624 | 2586.6298 | 3333.5581 | 7924.8591 | 3080.6094 | 5784.296 | 3207.6159 | 876.7137 | 664.2547
2024-02-04 08:00 | 1576.348 | 2640.699 | 3437.988 | 8256.5431 | 3117.5948 | 6064.1185 | 3279.3291 | 912.5046 | 627.9459
2024-02-04 09:00 | 1580.6785 | 2676.8002 | 3542.7195 | 8409.6769 | 3134.2162 | 6188.3227 | 3428.6559 | 928.3772 | 710.1812
2024-02-04 10:00 | 1613.4397 | 2666.744 | 3518.1058 | 8550.489 | 3088.9668 | 6183.965 | 3485.1739 | 935.1984 | 679.9549
2024-02-04 11:00 | 1605.2189 | 2607.9839 | 3521.1438 | 8384.6856 | 3158.3292 | 6058.7431 | 3404.3708 | 928.2288 | 751.8416
2024-02-04 12:00 | 1623.7631 | 2596.0815 | 3464.4805 | 8149.8414 | 3116.6381 | 6024.9977 | 3364.3902 | 903.395 | 693.5076
2024-02-04 13:00 | 1640.2222 | 2561.7384 | 3442.9019 | 8138.1475 | 3077.7079 | 6051.2082 | 3344.0501 | 919.533 | 736.0844
2024-02-04 14:00 | 1677.1092 | 2429.9654 | 3419.0709 | 8154.9174 | 3092.6591 | 6057.0301 | 3332.2225 | 913.9176 | 749.571
2024-02-04 15:00 | 1776.4168 | 2618.3867 | 3505.1994 | 8223.0275 | 3137.9715 | 6195.856 | 3292.0831 | 942.5198 | 666.2509
2024-02-04 16:00 | 1791.4662 | 2700.7175 | 3527.7051 | 8365.3434 | 3128.6017 | 6212.161 | 3403.919 | 967.6324 | 692.7825
2024-02-04 17:00 | 1776.0409 | 2784.9193 | 3535.1486 | 8474.1852 | 3132.9121 | 6191.5384 | 3349.7883 | 928.1935 | 723.0555
2024-02-04 18:00 | 1795.0171 | 2928.6341 | 3628.1702 | 8685.5413 | 3144.1611 | 6298.6146 | 3206.8327 | 941.4214 | 758.3024
2024-02-04 19:00 | 1768.8448 | 3026.7612 | 3642.3796 | 8363.688 | 3005.86 | 5991.3618 | 3164.3581 | 964.858 | 727.0438
2024-02-04 20:00 | 1674.8727 | 2955.4927 | 3622.338 | 7915.3698 | 3109.6405 | 5619.2921 | 3240.5547 | 942.4346 | 780.4266
2024-02-04 21:00 | 1453.0555 | 2780.2306 | 3533.4081 | 7214.5441 | 2776.3463 | 5287.8877 | 3286.2044 | 868.2676 | 750.1886
2024-02-04 22:00 | 1260.173 | 2485.6307 | 3359.2294 | 6467.6891 | 2498.6354 | 5006.3981 | 3201.6035 | 803.4881 | 734.6022
2024-02-04 23:00 | 1158.0685 | 2353.1278 | 3203.8192 | 5897.54 | 2253.2957 | 4749.1585 | 3143.1163 | 738.5005 | 661.5072
2024-02-05 | 1080.5551 | 2280.7256 | 3198.2161 | 5640.7473 | 2124.1616 | 4650.6541 | 3136.3364 | 720.8435 | 654.4752
2024-02-05 01:00 | 1045.5161 | 2290.4667 | 3159.3421 | 5563.2774 | 2078.4771 | 4622.0732 | 3100.4023 | 713.1247 | 650.9988
2024-02-05 02:00 | 1029.1345 | 2278.2003 | 3143.9537 | 5600.4184 | 2074.994 | 4659.5421 | 3064.5487 | 702.7068 | 640.5445
2024-02-05 03:00 | 1053.473 | 2227.5755 | 3101.0017 | 5795.2348 | 2103.4347 | 4729.1771 | 3069.3619 | 716.5333 | 627.9821
2024-02-05 04:00 | 1129.5111 | 2357.9337 | 3175.3603 | 6237.798 | 2235.3436 | 4963.515 | 3053.3486 | 746.8964 | 671.6719
2024-02-05 05:00 | 1384.4461 | 2562.85 | 3288.725 | 7038.578 | 2595.285 | 5234.1994 | 3117.436 | 852.9132 | 716.0044
2024-02-05 06:00 | 1580.4521 | 2630.8124 | 3361.0805 | 7735.0673 | 3001.4178 | 5679.8927 | 3220.789 | 884.6125 | 689.3058
2024-02-05 07:00 | 1558.2152 | 2545.4029 | 3413.0116 | 7983.2242 | 3150.0149 | 5793.4375 | 3179.8926 | 882.4663 | 624.7167
2024-02-05 08:00 | 1595.8908 | 2610.8009 | 3487.7868 | 8420.9193 | 3244.8428 | 6016.0765 | 3322.2465 | 921.8025 | 653.0254
2024-02-05 09:00 | 1604.3631 | 2732.2667 | 3496.3907 | 8501.5447 | 3311.5239 | 6055.6593 | 3411.8577 | 932.4389 | 657.7453
2024-02-05 10:00 | 1542.4359 | 2709.5363 | 3514.0299 | 8530.8476 | 3355.5325 | 5902.1658 | 3500.7359 | 931.2378 | 666.5
2024-02-05 11:00 | 1511.5404 | 2688.0288 | 3580.3957 | 8373.5436 | 3353.7606 | 5902.4517 | 3508.1186 | 943.5782 | 709.2476
2024-02-05 12:00 | 1464.8374 | 2624.7535 | 3599.3099 | 8165.4026 | 3298.3724 | 5936.0952 | 3451.2589 | 899.1426 | 730.9003
2024-02-05 13:00 | 1451.7293 | 2582.6712 | 3620.9633 | 8050.7136 | 3285.3535 | 5956.3929 | 3479.8221 | 912.7337 | 748.4133
2024-02-05 14:00 | 1484.6485 | 2496.4617 | 3614.5081 | 8024.8518 | 3189.9802 | 5988.6664 | 3439.7782 | 930.4138 | 715.7368
2024-02-05 15:00 | 1570.7431 | 2569.2957 | 3703.9213 | 8243.7424 | 3131.8799 | 6172.6114 | 3505.0539 | 959.005 | 662.4959
2024-02-05 16:00 | 1556.0923 | 2717.4639 | 3721.8585 | 8155.5727 | 3201.5269 | 6115.0318 | 3494.5832 | 929.0865 | 680.2421
2024-02-05 17:00 | 1572.9072 | 2849.0094 | 3773.3199 | 8154.0728 | 3128.9175 | 6047.4563 | 3408.6148 | 934.544 | 709.2345
2024-02-05 18:00 | 1727.1139 | 2948.2884 | 3844.1903 | 8154.4504 | 3112.8425 | 6050.0649 | 3317.9232 | 953.3612 | 772.9525
2024-02-05 19:00 | 1584.0519 | 2927.0613 | 3716.8418 | 7937.9471 | 2929.1692 | 5749.2722 | 3175.2795 | 929.3776 | 820.7911
2024-02-05 20:00 | 1559.1567 | 2890.5419 | 3620.7357 | 7501.5614 | 3063.6289 | 5537.7633 | 3186.1706 | 869.6669 | 806.617
2024-02-05 21:00 | 1461.0218 | 2710.3926 | 3456.4094 | 6889.129 | 2863.9166 | 5177.7189 | 3136.4853 | 788.0826 | 751.3941
2024-02-05 22:00 | 1326.8674 | 2508.0174 | 3274.2015 | 6259.1353 | 2614.9334 | 4907.5172 | 3023.128 | 736.3459 | 700.3744
2024-02-05 23:00 | 1200.4084 | 2415.3986 | 3093.6902 | 5791.831 | 2372.0082 | 4709.3383 | 2985.947 | 680.5816 | 672.2671
2024-02-06 | 1120.743 | 2338.1735 | 3079.7989 | 5585.3142 | 2260.1274 | 4637.4956 | 3004.7515 | 677.7368 | 669.3722
2024-02-06 01:00 | 1132.3168 | 2327.4268 | 3058.5538 | 5476.8437 | 2147.4721 | 4533.8831 | 2993.7215 | 673.7681 | 657.7936
2024-02-06 02:00 | 1157.9394 | 2276.8733 | 3002.5137 | 5418.9829 | 2141.0266 | 4534.5511 | 2980.7833 | 672.7365 | 599.5195
2024-02-06 03:00 | 1073.592 | 2279.9282 | 3024.2141 | 5420.7326 | 2131.3562 | 4513.6716 | 2944.1266 | 664.8426 | 600.0082
2024-02-06 04:00 | 1175.1649 | 2357.8071 | 3142.0574 | 5759.188 | 2264.2551 | 4724.1958 | 3019.3341 | 690.8076 | 606.2855
2024-02-06 05:00 | 1345.1574 | 2439.8178 | 3264.2973 | 6238.0323 | 2490.0609 | 5241.4545 | 3127.2448 | 735.5425 | 676.5605
2024-02-06 06:00 | 1447.5997 | 2514.5798 | 3277.4197 | 6680.997 | 2643.2797 | 5488.9384 | 3165.8828 | 763.6184 | 651.8496
2024-02-06 07:00 | 1524.0078 | 2450.4799 | 3256.1889 | 7005.24 | 2736.3464 | 5367.0047 | 3081.6098 | 790.5803 | 636.7493
2024-02-06 08:00 | 1585.6047 | 2567.2282 | 3434.622 | 7541.2884 | 2941.3165 | 5548.8755 | 3167.0402 | 862.2301 | 630.7831
2024-02-06 09:00 | 1571.5612 | 2619.6857 | 3556.0098 | 7825.2622 | 3084.7177 | 5722.5184 | 3281.0871 | 917.0604 | 608.4845
2024-02-06 10:00 | 1470.92 | 2662.7491 | 3557.4296 | 7830.9965 | 3098.0486 | 5717.1829 | 3278.7451 | 920.3608 | 585.6446
2024-02-06 11:00 | 1414.0379 | 2669.5703 | 3511.5247 | 7717.0794 | 2986.4882 | 5675.7356 | 3179.9738 | 881.4402 | 621.1628
2024-02-06 12:00 | 1404.3314 | 2636.4116 | 3460.9731 | 7671.0455 | 2912.9477 | 5660.6551 | 3162.5 | 867.5295 | 598.8813
2024-02-06 13:00 | 1360.3458 | 2713.2871 | 3443.1267 | 7600.2542 | 2787.467 | 5607.9001 | 3254.9756 | 876.7593 | 600.4044
2024-02-06 14:00 | 1367.0732 | 2724.3134 | 3423.1503 | 7445.5014 | 2701.1084 | 5638.5439 | 3217.4055 | 875.7568 | 542.9448
2024-02-06 15:00 | 1441.949 | 2835.328 | 3537.3762 | 7504.1082 | 2647.9617 | 5639.2765 | 3243.959 | 885.2114 | 541.1891
2024-02-06 16:00 | 1525.5524 | 2836.0271 | 3575.8235 | 7594.2557 | 2708.0208 | 5705.8511 | 3232.4567 | 893.8048 | 588.4516
2024-02-06 17:00 | 1580.9942 | 2864.0678 | 3544.2081 | 7631.3685 | 2807.3304 | 5846.8421 | 3227.4251 | 889.5518 | 637.5602
2024-02-06 18:00 | 1672.9503 | 2903.898 | 3623.5772 | 7876.7963 | 2898.0552 | 6044.6916 | 3286.3436 | 904.4072 | 660.1087
2024-02-06 19:00 | 1633.2211 | 2828.1034 | 3550.1021 | 7731.0979 | 2833.4047 | 5832.3385 | 3125.2702 | 880.322 | 686.5268
2024-02-06 20:00 | 1510.6087 | 2735.6657 | 3432.5995 | 7369.525 | 2954.207 | 5558.4557 | 3149.0299 | 838.4579 | 714.0211
2024-02-06 21:00 | 1326.4654 | 2592.045 | 3345.6627 | 6799.6201 | 2809.802 | 5190.3196 | 3036.9667 | 754.008 | 664.8113
2024-02-06 22:00 | 1157.3475 | 2462.0763 | 3115.5979 | 6126.9489 | 2589.1161 | 4902.4093 | 2962.8346 | 694.3064 | 600.1146
2024-02-06 23:00 | 1029.4623 | 2339.4512 | 2975.6685 | 5676.4778 | 2325.5328 | 4726.6706 | 2899.8724 | 658.8053 | 544.1838
2024-02-07 | 992.136 | 2248.0565 | 2880.9656 | 5451.2913 | 2265.4271 | 4644.0269 | 2866.7716 | 650.5509 | 518.551
2024-02-07 01:00 | 983.727 | 2225.4288 | 2857.5578 | 5305.2443 | 2195.8837 | 4543.0717 | 2848.1796 | 640.3359 | 558.4671
2024-02-07 02:00 | 942.6668 | 2199.4098 | 2811.3204 | 5261.4451 | 2172.3743 | 4523.8164 | 2903.6013 | 639.5798 | 533.5021
2024-02-07 03:00 | 893.1627 | 2171.5501 | 2837.1833 | 5289.2651 | 2119.8873 | 4571.4294 | 2909.3988 | 650.2461 | 522.5512
2024-02-07 04:00 | 905.2661 | 2267.7411 | 2930.6227 | 5587.6158 | 2241.4552 | 4787.1252 | 2955.2999 | 632.3015 | 558.4133
2024-02-07 05:00 | 985.6379 | 2390.1479 | 3046.9327 | 6135.6169 | 2408.1763 | 5118.6409 | 3135.1892 | 676.8931 | 602.248
2024-02-07 06:00 | 1120.9667 | 2459.0815 | 3050.1826 | 6461.0748 | 2538.9776 | 5279.2419 | 3061.211 | 703.8427 | 593.8242
2024-02-07 07:00 | 1258.7917 | 2405.4886 | 3050.3114 | 6627.6387 | 2584.3669 | 5210.4458 | 2879.7529 | 710.3924 | 593.8196
2024-02-07 08:00 | 1386.1851 | 2508.1018 | 3150.6851 | 7119.913 | 2785.8679 | 5464.8359 | 2920.9919 | 759.3642 | 610.9734
2024-02-07 09:00 | 1446.817 | 2565.4183 | 3209.4328 | 7441.6663 | 2901.5896 | 5598.5231 | 2923.4511 | 774.2102 | 604.4311
2024-02-07 10:00 | 1409.2085 | 2534.2796 | 3245.3518 | 7355.0441 | 2923.9168 | 5516.8331 | 2982.0233 | 775.358 | 701.8421
2024-02-07 11:00 | 1364.9956 | 2495.3988 | 3133.2712 | 7302.5474 | 2860.5766 | 5383.563 | 2980.1416 | 743.6121 | 730.5129
2024-02-07 12:00 | 1365.1572 | 2459.5666 | 3096.4614 | 7227.2204 | 2784.4982 | 5333.9369 | 2929.6645 | 741.0871 | 698.1664
2024-02-07 13:00 | 1356.4767 | 2459.9023 | 3171.9182 | 7278.5176 | 2649.2617 | 5368.2254 | 3002.0039 | 759.283 | 676.4538
2024-02-07 14:00 | 1367.1696 | 2538.7186 | 3146.2074 | 7188.5403 | 2565.0923 | 5277.5655 | 2986.8851 | 764.7008 | 619.5138
2024-02-07 15:00 | 1410.9097 | 2559.6646 | 3209.4657 | 7261.5369 | 2527.6999 | 5385.6102 | 3037.3287 | 730.8066 | 661.7585
2024-02-07 16:00 | 1487.8683 | 2614.6977 | 3238.2715 | 7338.2709 | 2543.0794 | 5680.8711 | 2984.7798 | 718.7109 | 676.0384
2024-02-07 17:00 | 1544.9071 | 2695.1077 | 3280.8692 | 7467.283 | 2614.2666 | 5786.3418 | 3054.7111 | 765.2083 | 576.0406
2024-02-07 18:00 | 1593.5029 | 2844.4323 | 3469.0491 | 7790.6291 | 2785.6352 | 5921.2597 | 3151.8722 | 811.5684 | 564.3884
2024-02-07 19:00 | 1572.8438 | 2851.8871 | 3476.4822 | 7733.3686 | 2758.9066 | 5637.489 | 3095.5845 | 859.9003 | 586.8873
2024-02-07 20:00 | 1452.8901 | 2792.6764 | 3451.6392 | 7378.6317 | 2907.9448 | 5324.2868 | 3113.3309 | 859.9293 | 688.28
2024-02-07 21:00 | 1271.0006 | 2637.9113 | 3406.9232 | 6713.6678 | 2590.2467 | 4933.7125 | 3087.0116 | 783.8662 | 672.1537
2024-02-07 22:00 | 1136.874 | 2485.6508 | 3179.5024 | 6017.6604 | 2374.417 | 4604.8645 | 3055.31 | 701.3011 | 573.625
2024-02-07 23:00 | 1031.6821 | 2367.6399 | 3008.8876 | 5594.6499 | 2142.5721 | 4432.7505 | 3034.5155 | 674.1986 | 570.5079
2024-02-08 | 959.4426 | 2337.5883 | 2984.7021 | 5356.2463 | 1982.4656 | 4385.7489 | 3045.5607 | 673.9127 | 588.9272
2024-02-08 01:00 | 924.0378 | 2357.7279 | 3076.7483 | 5318.2641 | 1951.5363 | 4289.9435 | 3075.8053 | 672.8826 | 569.9275
2024-02-08 02:00 | 914.1681 | 2333.6122 | 3069.0816 | 5341.3021 | 1939.9482 | 4345.4073 | 3028.8294 | 660.8922 | 574.647
2024-02-08 03:00 | 898.7093 | 2326.451 | 3079.9664 | 5463.7756 | 1949.7619 | 4427.1165 | 2994.9404 | 654.6119 | 548.1505
2024-02-08 04:00 | 975.1456 | 2375.4427 | 3134.7912 | 5940.4342 | 2126.7301 | 4683.0427 | 2984.4883 | 688.0868 | 580.0911
2024-02-08 05:00 | 1251.148 | 2467.8085 | 3258.3507 | 6698.7509 | 2422.9587 | 5151.8721 | 3036.2059 | 815.2917 | 605.414
2024-02-08 06:00 | 1482.6351 | 2528.6756 | 3334.7921 | 7517.4014 | 2869.4894 | 5525.4353 | 3149.8413 | 879.4436 | 610.4321
2024-02-08 07:00 | 1449.5903 | 2543.6908 | 3397.7609 | 7820.39 | 3110.1998 | 5643.5642 | 3134.489 | 879.5077 | 609.1643
2024-02-08 08:00 | 1531.0145 | 2670.3572 | 3546.6396 | 8291.613 | 3180.4211 | 5997.1462 | 3252.1831 | 940.9535 | 594.7978
2024-02-08 09:00 | 1557.687 | 2746.9778 | 3609.289 | 8461.8685 | 3278.9428 | 6102.6083 | 3354.258 | 951.6375 | 573.8638
2024-02-08 10:00 | 1555.8657 | 2684.2932 | 3534.1102 | 8486.6057 | 3317.4135 | 5995.5294 | 3353.9219 | 970.1877 | 638.0397
2024-02-08 11:00 | 1533.2913 | 2718.6359 | 3521.6628 | 8301.9632 | 3402.4546 | 5940.9697 | 3385.3021 | 953.5014 | 640.5056
2024-02-08 12:00 | 1537.2419 | 2686.6642 | 3487.2245 | 8186.3959 | 3486.7771 | 5927.0959 | 3367.91 | 926.0642 | 634.1714
2024-02-08 13:00 | 1540.5911 | 2680.3059 | 3492.2953 | 8213.1887 | 3398.5388 | 5895.4675 | 3275.7238 | 905.3864 | 623.9868
2024-02-08 14:00 | 1593.3966 | 2648.5086 | 3402.2373 | 8210.7971 | 3389.3948 | 5874.8447 | 3214.1966 | 892.4722 | 662.4227
2024-02-08 15:00 | 1621.2178 | 2672.7695 | 3478.2344 | 8336.1786 | 3425.1832 | 5940.743 | 3195.0108 | 894.7287 | 600.5439
2024-02-08 16:00 | 1638.2152 | 2738.744 | 3593.0073 | 8481.6378 | 3445.4385 | 6042.6866 | 3218.1199 | 910.446 | 648.2602
2024-02-08 17:00 | 1665.3352 | 2771.9844 | 3679.8088 | 8330.6785 | 3326.683 | 6021.282 | 3280.4698 | 914.8701 | 724.2103
2024-02-08 18:00 | 1752.1055 | 2878.3796 | 3674.8199 | 8440.4974 | 3351.3513 | 6052.3241 | 3141.7593 | 933.5003 | 704.184
2024-02-08 19:00 | 1740.8732 | 2945.5715 | 3633.9267 | 8212.2374 | 3257.0897 | 5846.8913 | 3028.4098 | 966.2989 | 652.0215
2024-02-08 20:00 | 1624.8864 | 2876.1237 | 3665.6895 | 7875.6885 | 3287.3069 | 5598.4336 | 3164.2602 | 917.9825 | 708.7509
2024-02-08 21:00 | 1417.4373 | 2695.8455 | 3486.0122 | 7113.8329 | 2969.709 | 5237.2005 | 3262.9417 | 811.3981 | 694.0569
2024-02-08 22:00 | 1215.0579 | 2519.4774 | 3388.0838 | 6425.7102 | 2476.9251 | 4839.6554 | 3167.6336 | 755.1018 | 680.3912
2024-02-08 23:00 | 1204.2067 | 2353.473 | 3262.5181 | 5901.3829 | 2198.8812 | 4615.4211 | 3061.4561 | 707.5656 | 630.5755
2024-02-09 | 1150.4411 | 2296.0111 | 3162.4782 | 5546.9017 | 2193.3747 | 4449.2339 | 3006.5028 | 684.0894 | 607.7923
2024-02-09 01:00 | 1141.8708 | 2279.1569 | 3069.0394 | 5547.4589 | 2186.5412 | 4437.1019 | 3044.1358 | 683.2093 | 633.817
2024-02-09 02:00 | 1139.812 | 2265.9287 | 3131.444 | 5519.654 | 2160.2965 | 4416.1651 | 3006.8273 | 676.394 | 609.7459
2024-02-09 03:00 | 1108.8352 | 2262.1925 | 3089.8992 | 5720.1391 | 2202.3056 | 4474.3132 | 2967.5301 | 674.8414 | 569.9072
2024-02-09 04:00 | 1178.8717 | 2333.1097 | 3129.3798 | 6171.9231 | 2387.5482 | 4743.8061 | 2935.6123 | 706.8035 | 576.1428
2024-02-09 05:00 | 1491.5136 | 2526.4651 | 3210.5085 | 6887.0169 | 2724.0581 | 5383.0144 | 3029.3156 | 835.5594 | 627.2031
2024-02-09 06:00 | 1672.1768 | 2458.0826 | 3305.1437 | 7606.646 | 3218.9017 | 5816.1505 | 3178.5645 | 889.944 | 654.8371
2024-02-09 07:00 | 1643.6743 | 2336.4555 | 3395.4127 | 7779.7017 | 3364.1742 | 5777.2859 | 3124.537 | 860.834 | 637.6068
2024-02-09 08:00 | 1719.245 | 2431.3139 | 3526.6998 | 8121.4789 | 3430.7976 | 5923.7328 | 3204.2834 | 882.2694 | 657.6311
2024-02-09 09:00 | 1738.166 | 2484.5659 | 3563.8498 | 8282.9253 | 3546.3123 | 6054.1837 | 3276.2327 | 909.6347 | 619.5251
2024-02-09 10:00 | 1663.3781 | 2502.2161 | 3528.3187 | 8319.0686 | 3471.8936 | 5985.4735 | 3346.8698 | 908.4419 | 614.1146
2024-02-09 11:00 | 1662.9243 | 2500.0929 | 3530.8521 | 8322.7172 | 3534.0302 | 5986.0817 | 3349.7861 | 907.5069 | 584.3245
2024-02-09 12:00 | 1615.7986 | 2541.793 | 3522.8523 | 8133.3292 | 3485.0878 | 5916.1581 | 3246.5257 | 867.2349 | 665.1896
2024-02-09 13:00 | 1631.4894 | 2550.6779 | 3517.1411 | 8183.7511 | 3401.2608 | 5895.1503 | 3183.7449 | 875.7706 | 629.8901
2024-02-09 14:00 | 1627.7817 | 2488.1943 | 3548.2644 | 8130.0298 | 3369.7604 | 5842.5051 | 3167.9117 | 859.6812 | 657.2147
2024-02-09 15:00 | 1680.5679 | 2543.8931 | 3609.7984 | 8381.619 | 3317.5116 | 5931.7508 | 3165.1133 | 899.2211 | 635.5214
2024-02-09 16:00 | 1730.9924 | 2618.9927 | 3613.996 | 8562.4029 | 3317.7862 | 6065.268 | 3210.0018 | 945.518 | 647.2073
2024-02-09 17:00 | 1679.2708 | 2724.5601 | 3640.0346 | 8511.6845 | 3360.7541 | 6041.6378 | 3104.8109 | 928.5231 | 708.7085
2024-02-09 18:00 | 1688.8747 | 2887.3983 | 3769.7349 | 8701.6986 | 3444.1306 | 6176.1944 | 3120.3066 | 929.5207 | 726.407
2024-02-09 19:00 | 1835.8888 | 2956.61 | 3747.6677 | 8232.566 | 3236.5877 | 5878.3742 | 2993.1458 | 945.6816 | 744.3058
2024-02-09 20:00 | 1769.6301 | 2856.8631 | 3695.2317 | 7659.8946 | 3268.2304 | 5538.7175 | 3053.9869 | 898.6427 | 749.9479
2024-02-09 21:00 | 1544.3755 | 2643.3811 | 3525.5221 | 6978.3952 | 3005.6953 | 5153.1357 | 3120.0613 | 803.7155 | 704.4525
2024-02-09 22:00 | 1351.8286 | 2492.3029 | 3357.4804 | 6303.9684 | 2666.9333 | 4849.876 | 3074.9466 | 742.9726 | 670.4441
2024-02-09 23:00 | 1065.4967 | 2383.7978 | 3286.2057 | 5807.5439 | 2416.8499 | 4683.7724 | 2982.0772 | 696.6599 | 646.4215
2024-02-10 | 1039.9292 | 2299.4216 | 3216.6753 | 5667.5149 | 2317.2228 | 4610.8563 | 2999.722 | 691.0319 | 578.4961
2024-02-10 01:00 | 1005.1861 | 2281.3752 | 3203.2513 | 5636.4496 | 2313.4799 | 4558.1541 | 3035.4031 | 695.2174 | 578.8664
2024-02-10 02:00 | 999.4608 | 2303.8232 | 3145.9962 | 5558.1999 | 2198.2344 | 4529.539 | 3048.0892 | 684.2554 | 604.0854
2024-02-10 03:00 | 1016.2425 | 2277.3532 | 3105.3843 | 5767.4885 | 2232.7845 | 4662.888 | 2993.3517 | 681.7684 | 567.286
2024-02-10 04:00 | 1084.95 | 2338.0284 | 3157.7312 | 6239.8964 | 2392.6066 | 4894.6318 | 2994.2276 | 721.6808 | 563.4999
2024-02-10 05:00 | 1323.2372 | 2490.3608 | 3222.0443 | 6979.4992 | 2638.1708 | 5339.6826 | 3024.9965 | 835.1097 | 624.2886
2024-02-10 06:00 | 1558.2976 | 2496.9742 | 3270.5016 | 7708.8089 | 3035.9341 | 5671.9472 | 3137.0404 | 870.2676 | 656.5266
2024-02-10 07:00 | 1547.4711 | 2429.4686 | 3309.0161 | 7907.8803 | 3201.4076 | 5770.5356 | 3128.5167 | 836.9167 | 619.4044
2024-02-10 08:00 | 1577.7868 | 2532.6955 | 3426.2173 | 8239.2458 | 3477.6949 | 5936.6241 | 3211.2606 | 850.0881 | 602.5505
2024-02-10 09:00 | 1595.4369 | 2592.0526 | 3456.5917 | 8443.7092 | 3569.5313 | 6076.6706 | 3313.2424 | 851.1975 | 568.5512
2024-02-10 10:00 | 1606.4407 | 2559.6589 | 3475.8933 | 8465.1347 | 3431.4376 | 5980.9977 | 3270.2116 | 840.0062 | 649.5885
2024-02-10 11:00 | 1625.5458 | 2533.558 | 3529.46 | 8376.3935 | 3389.9388 | 5974.9438 | 3265.6975 | 853.2361 | 706.343
2024-02-10 12:00 | 1646.3761 | 2563.0705 | 3515.8854 | 8253.3679 | 3346.004 | 5947.4279 | 3305.0455 | 842.6299 | 694.4253
2024-02-10 13:00 | 1700.4631 | 2530.1157 | 3459.328 | 8245.8863 | 3284.6602 | 5947.7625 | 3344.4521 | 832.1958 | 684.7523
2024-02-10 14:00 | 1748.5819 | 2588.8796 | 3508.9511 | 8212.5647 | 3308.8714 | 5930.4142 | 3281.4646 | 851.5262 | 641.9511
2024-02-10 15:00 | 1836.9724 | 2652.3108 | 3590.7198 | 8496.1159 | 3388.4355 | 6089.9232 | 3318.1524 | 887.846 | 593.2938
2024-02-10 16:00 | 1910.1298 | 2757.6819 | 3628.7176 | 8727.0099 | 3252.7684 | 6086.1543 | 3399.0642 | 906.7717 | 645.9557
2024-02-10 17:00 | 1920.9931 | 2781.5742 | 3702.3642 | 8789.7644 | 3249.1017 | 6057.2147 | 3338.8656 | 906.9765 | 677.0349
2024-02-10 18:00 | 1885.1671 | 2864.9604 | 3762.3619 | 8687.8681 | 3505.9511 | 6182.6723 | 3290.5108 | 918.4219 | 678.2303
2024-02-10 19:00 | 1811.9485 | 2847.3379 | 3669.4503 | 8429.8102 | 3338.0403 | 6103.014 | 3140.8465 | 958.51 | 712.3324
2024-02-10 20:00 | 1704.6041 | 2767.3901 | 3492.1193 | 8037.082 | 3310.6104 | 5790.2317 | 3139.329 | 930.7108 | 792.841
2024-02-10 21:00 | 1524.4727 | 2625.4835 | 3437.0665 | 7259.4527 | 3080.2357 | 5399.9911 | 3198.9919 | 849.1527 | 710.667
2024-02-10 22:00 | 1244.6776 | 2524.0043 | 3253.8017 | 6465.2125 | 2721.2876 | 5045.9867 | 3123.9834 | 774.5086 | 670.2043
2024-02-10 23:00 | 1104.6722 | 2395.7787 | 3101.2276 | 5849.5245 | 2408.1814 | 4789.9274 | 3027.2905 | 707.6809 | 637.3038
2024-02-11 | 1057.6208 | 2308.7071 | 3027.3707 | 5654.2509 | 2252.567 | 4716.412 | 3019.6113 | 698.9474 | 629.5865
2024-02-11 01:00 | 1049.5992 | 2284.3349 | 2977.634 | 5599.4216 | 2132.4352 | 4720.7515 | 3085.0611 | 712.1163 | 620.388
2024-02-11 02:00 | 1021.7127 | 2234.0006 | 2985.955 | 5529.9748 | 2068.7721 | 4626.9141 | 3087.2394 | 701.9037 | 595.0269
2024-02-11 03:00 | 1017.5576 | 2218.4227 | 2970.6635 | 5719.1607 | 2137.2811 | 4624.0403 | 3004.9633 | 690.0465 | 598.9334
2024-02-11 04:00 | 1100.3993 | 2337.14 | 3131.7812 | 6186.1147 | 2250.4827 | 4853.4751 | 2966.3941 | 723.848 | 599.6405
2024-02-11 05:00 | 1355.4402 | 2462.6008 | 3224.8719 | 6937.1292 | 2640.8375 | 5320.7879 | 3029.3133 | 832.0121 | 631.7144
2024-02-11 06:00 | 1571.6786 | 2523.0504 | 3285.6617 | 7704.6997 | 2960.7011 | 5685.965 | 3145.2371 | 871.1734 | 660.3815
2024-02-11 07:00 | 1540.1502 | 2484.233 | 3311.457 | 7912.2402 | 3128.9025 | 5728.6472 | 3110.6567 | 825.6255 | 656.2866
2024-02-11 08:00 | 1579.7355 | 2537.0475 | 3367.8255 | 8263.1631 | 3346.8382 | 5967.5319 | 3149.5212 | 843.5798 | 661.9406
2024-02-11 09:00 | 1575.6598 | 2575.4103 | 3476.815 | 8327.0535 | 3386.5084 | 6015.9368 | 3218.6229 | 844.4359 | 693.5751
2024-02-11 10:00 | 1556.0004 | 2522.3668 | 3435.3227 | 8307.3525 | 3460.5235 | 5938.4283 | 3283.5665 | 857.306 | 684.885
2024-02-11 11:00 | 1536.6649 | 2438.1197 | 3442.3598 | 8304.8655 | 3466.086 | 5977.1545 | 3279.7844 | 861.4164 | 687.2676
2024-02-11 12:00 | 1527.6663 | 2430.4115 | 3346.4136 | 8167.9779 | 3433.5179 | 5936.5251 | 3309.1893 | 859.8211 | 762.6702
2024-02-11 13:00 | 1516.815 | 2465.3558 | 3385.4119 | 8119.8489 | 3406.1841 | 5909.9858 | 3299.1571 | 867.5878 | 703.9278
2024-02-11 14:00 | 1572.6001 | 2427.7486 | 3375.4769 | 8143.6667 | 3430.6452 | 5838.6586 | 3258.2812 | 877.9712 | 687.4933
2024-02-11 15:00 | 1684.5769 | 2514.0062 | 3473.199 | 8387.2106 | 3452.1921 | 6024.5799 | 3285.369 | 903.7887 | 678.7678
2024-02-11 16:00 | 1757.1963 | 2627.3554 | 3499.4194 | 8535.6962 | 3503.7097 | 6115.5617 | 3280.5829 | 922.3346 | 665.8498
2024-02-11 17:00 | 1805.9856 | 2702.7349 | 3582.3052 | 8463.2844 | 3436.1871 | 6072.8097 | 3282.4891 | 917.7765 | 724.8646
2024-02-11 18:00 | 1895.9579 | 2797.2228 | 3739.7393 | 8668.548 | 3504.82 | 6201.7128 | 3092.3389 | 923.6997 | 750.7769
2024-02-11 19:00 | 1826.8349 | 2831.2151 | 3705.8061 | 8405.0424 | 3252.6585 | 6038.2831 | 3065.2581 | 943.4333 | 718.9982
2024-02-11 20:00 | 1762.1648 | 2758.5844 | 3575.542 | 7938.1343 | 3304.9077 | 5704.7229 | 3128.3962 | 910.338 | 760.5431
2024-02-11 21:00 | 1493.3795 | 2547.0991 | 3449.541 | 7287.4243 | 3017.7285 | 5277.0849 | 3136.4172 | 839.3155 | 721.8788
2024-02-11 22:00 | 1225.1853 | 2377.6175 | 3259.2369 | 6426.2816 | 2740.4227 | 4922.3552 | 3059.258 | 783.9339 | 697.6336
2024-02-11 23:00 | 1114.6069 | 2294.6635 | 3122.9935 | 5883.3942 | 2463.1335 | 4715.9323 | 3016.0012 | 737.779 | 647.2523
2024-02-12 | 1064.4802 | 2229.418 | 3087.8792 | 5627.6705 | 2402.7315 | 4591.8222 | 3023.2975 | 716.569 | 643.5844
2024-02-12 01:00 | 1024.225 | 2244.3182 | 3065.524 | 5542.899 | 2376.3293 | 4579.4644 | 3041.4191 | 712.3212 | 632.8604
2024-02-12 02:00 | 1001.9862 | 2246.6644 | 3102.9998 | 5532.7361 | 2264.8501 | 4601.238 | 3005.5888 | 701.3767 | 617.5423
2024-02-12 03:00 | 986.5937 | 2244.9847 | 3048.4389 | 5695.3552 | 2294.2048 | 4596.7103 | 2952.5195 | 699.1358 | 600.8533
2024-02-12 04:00 | 1084.4132 | 2317.7947 | 3067.8473 | 6195.4426 | 2485.12 | 4863.4559 | 2953.9932 | 733.6053 | 646.6868
2024-02-12 05:00 | 1328.5249 | 2519.5985 | 3211.8105 | 6989.6243 | 2697.9666 | 5341.8346 | 3034.7656 | 838.9381 | 670.89
2024-02-12 06:00 | 1540.7461 | 2545.5258 | 3211.5891 | 7680.1804 | 3183.8759 | 5708.9096 | 3119.835 | 874.8549 | 677.7526
2024-02-12 07:00 | 1535.136 | 2486.9397 | 3284.15 | 7898.9686 | 3347.3422 | 5805.6686 | 3113.4616 | 847.0197 | 648.5841
2024-02-12 08:00 | 1570.9217 | 2587.2546 | 3377.5714 | 8246.1922 | 3475.5326 | 5996.7389 | 3207.6687 | 873.3285 | 708.375
2024-02-12 09:00 | 1594.5918 | 2637.3569 | 3356.882 | 8403.7268 | 3585.2577 | 6101.2605 | 3256.2056 | 882.4949 | 693.6859
2024-02-12 10:00 | 1577.3281 | 2543.684 | 3374.2766 | 8503.3819 | 3586.8496 | 6055.3574 | 3278.9298 | 891.5304 | 642.0813
2024-02-12 11:00 | 1545.7384 | 2546.1914 | 3422.2101 | 8381.717 | 3561.6915 | 5885.4557 | 3232.3913 | 894.0704 | 742.8369
2024-02-12 12:00 | 1541.0025 | 2526.096 | 3400.1304 | 8261.7385 | 3515.3426 | 5834.7001 | 3291.8653 | 898.5739 | 800.8111
2024-02-12 13:00 | 1524.4656 | 2579.1812 | 3437.2763 | 8101.8908 | 3503.6476 | 5843.5522 | 3244.2664 | 909.2532 | 734.5794
2024-02-12 14:00 | 1584.2578 | 2605.7822 | 3378.3122 | 7977.2858 | 3455.3953 | 5850.9194 | 3219.8513 | 900.5493 | 666.4508
2024-02-12 15:00 | 1641.5274 | 2702.6306 | 3408.5893 | 8054.3448 | 3345.3783 | 5950.6732 | 3284.2139 | 886.4727 | 706.4566
2024-02-12 16:00 | 1689.888 | 2800.8302 | 3493.4013 | 8266.2578 | 3259.0855 | 6023.1679 | 3281.6413 | 909.5272 | 712.1661
2024-02-12 17:00 | 1720.8794 | 2829.7345 | 3584.459 | 8230.5877 | 3307.994 | 6001.171 | 3269.3504 | 901.1184 | 700.8174
2024-02-12 18:00 | 1726.4704 | 2939.3376 | 3549.9645 | 8373.1243 | 3373.1822 | 6209.5273 | 3270.3796 | 928.3126 | 698.8828
2024-02-12 19:00 | 1699.2993 | 2916.4559 | 3504.9292 | 8223.5769 | 3254.9679 | 5986.1194 | 3184.1249 | 926.7698 | 731.6781
2024-02-12 20:00 | 1597.702 | 2875.7307 | 3486.3703 | 7697.6173 | 3318.6838 | 5671.0231 | 3213.2256 | 860.1146 | 753.1465
2024-02-12 21:00 | 1451.0661 | 2750.3838 | 3373.9351 | 7130.2148 | 2936.0855 | 5351.0098 | 3187.6843 | 792.9081 | 649.8405
2024-02-12 22:00 | 1287.9874 | 2508.4955 | 3175.6118 | 6416.2542 | 2703.606 | 4968.5376 | 3133.7538 | 732.351 | 628.5072
2024-02-12 23:00 | 1283.5383 | 2429.9954 | 3034.8571 | 5872.1459 | 2454.648 | 4681.5982 | 3086.2654 | 693.266 | 616.9659
2024-02-13 | 1259.2359 | 2428.6914 | 2997.0183 | 5576.2469 | 2338.9925 | 4615.3856 | 3039.5041 | 675.5552 | 623.452
2024-02-13 01:00 | 1203.8106 | 2409.1009 | 2955.2648 | 5541.1483 | 2251.7015 | 4539.5001 | 3040.2301 | 675.8376 | 593.636
2024-02-13 02:00 | 1116.6896 | 2400.7729 | 2982.4833 | 5464.0241 | 2199.2289 | 4473.6336 | 3009.1929 | 675.5021 | 572.8672
2024-02-13 03:00 | 1050.833 | 2349.6966 | 2967.8293 | 5538.9615 | 2223.0358 | 4533.4818 | 2995.2055 | 680.5378 | 580.6926
2024-02-13 04:00 | 1133.0292 | 2431.0856 | 3072.1223 | 5844.8958 | 2320.2196 | 4756.2346 | 3016.1891 | 693.3935 | 575.2144
2024-02-13 05:00 | 1253.981 | 2580.9811 | 3227.9368 | 6335.0634 | 2679.0406 | 4988.5962 | 3125.6716 | 744.8772 | 590.169
2024-02-13 06:00 | 1359.6542 | 2578.7005 | 3183.9494 | 6835.7789 | 2874.4538 | 5213.0683 | 3130.0405 | 761.7025 | 611.8071
2024-02-13 07:00 | 1478.0744 | 2500.5784 | 3101.3198 | 7109.0338 | 2864.8556 | 5308.8465 | 3061.3471 | 768.5799 | 640.2334
2024-02-13 08:00 | 1587.9221 | 2573.1213 | 3257.8885 | 7570.0161 | 3047.5791 | 5586.6663 | 3128.6188 | 801.2325 | 663.3143
2024-02-13 09:00 | 1584.4312 | 2576.6729 | 3293.3907 | 7703.7875 | 3119.9544 | 5677.677 | 3169.9049 | 812.0052 | 715.5808
2024-02-13 10:00 | 1554.2815 | 2647.5016 | 3388.4618 | 7794.575 | 3032.5476 | 5674.0974 | 3216.7864 | 817.4427 | 714.5583
2024-02-13 11:00 | 1565.256 | 2634.5749 | 3388.0818 | 7726.1753 | 3044.4804 | 5607.5357 | 3200.8945 | 805.2465 | 743.3815
2024-02-13 12:00 | 1532.5279 | 2641.0811 | 3369.8966 | 7567.5341 | 2994.2484 | 5551.0152 | 3217.5724 | 798.0728 | 710.4267
2024-02-13 13:00 | 1432.2857 | 2640.7312 | 3369.9618 | 7483.8728 | 2974.6771 | 5518.2293 | 3217.2882 | 809.9823 | 685.2181
2024-02-13 14:00 | 1399.251 | 2616.4898 | 3369.2114 | 7425.1407 | 2802.0783 | 5560.7238 | 3247.5686 | 810.0544 | 586.2036
2024-02-13 15:00 | 1408.6478 | 2700.6854 | 3372.5 | 7441.1373 | 2815.5938 | 5665.6756 | 3274.5716 | 808.0549 | 612.4286
2024-02-13 16:00 | 1432.132 | 2736.4457 | 3381.0296 | 7472.9181 | 2890.7221 | 5736.7025 | 3250.3781 | 819.3946 | 697.3476
2024-02-13 17:00 | 1453.7537 | 2752.2426 | 3443.1487 | 7544.0727 | 2886.9586 | 5728.4151 | 3266.0414 | 831.7956 | 685.8447
2024-02-13 18:00 | 1461.6995 | 2843.6003 | 3581.1425 | 7768.7833 | 2985.1038 | 5981.9342 | 3244.6498 | 864.6112 | 670.9326
2024-02-13 19:00 | 1443.1882 | 2900.8546 | 3546.8221 | 7726.9058 | 2852.9156 | 5762.851 | 3127.1658 | 897.1239 | 678.6811
2024-02-13 20:00 | 1390.7584 | 2843.5953 | 3435.8528 | 7505.4624 | 2922.5634 | 5499.7503 | 3139.3216 | 853.3963 | 700.935
2024-02-13 21:00 | 1247.8838 | 2607.5303 | 3260.1548 | 6836.9582 | 2851.0279 | 5122.6895 | 3008.2794 | 784.6875 | 624.495
2024-02-13 22:00 | 1127.4712 | 2391.9952 | 3030.3275 | 6074.3909 | 2560.6857 | 4725.5055 | 2893.0438 | 701.3223 | 625.2715
2024-02-13 23:00 | 1008.8745 | 2336.7014 | 2933.699 | 5640.2242 | 2339.9341 | 4590.8038 | 2781.1908 | 665.4846 | 571.6637
2024-02-14 | 965.3636 | 2334.5472 | 2860.1635 | 5381.9577 | 2208.1262 | 4509.8155 | 2766.9452 | 650.8919 | 564.5786
2024-02-14 01:00 | 1026.3855 | 2286.5528 | 2820.0262 | 5307.8349 | 2117.6553 | 4428.5548 | 2754.5805 | 641.802 | 522.4981
2024-02-14 02:00 | 1034.4169 | 2221.2857 | 2812.8115 | 5218.052 | 2128.4101 | 4376.3045 | 2771.3906 | 631.873 | 514.7006
2024-02-14 03:00 | 951.705 | 2186.5812 | 2791.706 | 5252.3069 | 2159.96 | 4440.4764 | 2784.9591 | 643.3724 | 518.2952
2024-02-14 04:00 | 1004.819 | 2259.5143 | 2918.9967 | 5570.7583 | 2220.3197 | 4656.8986 | 2866.8011 | 668.4519 | 535.5041
2024-02-14 05:00 | 1094.9048 | 2383.6692 | 3024.753 | 6074.7113 | 2563.365 | 4987.1039 | 2998.3915 | 716.6244 | 591.3764
2024-02-14 06:00 | 1192.5291 | 2427.8236 | 2977.4913 | 6446.7997 | 2754.2932 | 5180.8955 | 2950.6075 | 727.165 | 546.9389
2024-02-14 07:00 | 1306.7737 | 2375.9247 | 3076.3338 | 6739.6048 | 2803.4222 | 5162.9958 | 2812.6264 | 759.7744 | 573.6367
2024-02-14 08:00 | 1417.802 | 2435.4627 | 3185.7829 | 7331.3943 | 2975.5547 | 5290.549 | 2858.527 | 832.6467 | 625.2982
2024-02-14 09:00 | 1451.9147 | 2527.8673 | 3292.6994 | 7625.8367 | 3009.5313 | 5514.4907 | 2924.1843 | 840.5605 | 684.3195
2024-02-14 10:00 | 1450.2096 | 2529.7078 | 3280.0636 | 7523.0472 | 3026.2613 | 5444.4403 | 2978.6574 | 825.8709 | 713.3993
2024-02-14 11:00 | 1448.7577 | 2496.4689 | 3203.2472 | 7428.3765 | 2981.9705 | 5367.7201 | 2953.4366 | 835.3768 | 677.4285
2024-02-14 12:00 | 1454.9117 | 2503.9177 | 3136.098 | 7295.1573 | 2885.0271 | 5325.3114 | 2975.4574 | 830.917 | 648.6407
2024-02-14 13:00 | 1455.5327 | 2517.115 | 3166.3679 | 7261.1236 | 2712.0597 | 5335.3029 | 3031.1874 | 846.5418 | 631.2444
2024-02-14 14:00 | 1412.345 | 2540.0059 | 3128.1741 | 7137.2034 | 2542.2829 | 5382.9662 | 3062.402 | 837.1084 | 597.1659
2024-02-14 15:00 | 1416.1718 | 2515.6843 | 3170.2574 | 7087.8582 | 2599.8907 | 5613.057 | 3026.9137 | 829.8649 | 602.0891
2024-02-14 16:00 | 1426.0408 | 2547.1898 | 3154.1204 | 7141.2326 | 2660.7817 | 5731.3172 | 3014.5569 | 799.0339 | 600.1139
2024-02-14 17:00 | 1460.0863 | 2606.4275 | 3126.321 | 7319.5364 | 2678.6987 | 5806.4719 | 3002.9597 | 838.5487 | 597.3294
2024-02-14 18:00 | 1521.9767 | 2783.1269 | 3222.409 | 7740.3455 | 2796.3613 | 5930.1206 | 3128.127 | 871.0002 | 645.0319
2024-02-14 19:00 | 1457.1757 | 2859.7016 | 3319.7289 | 7701.5026 | 2723.1937 | 5676.197 | 3112.1022 | 873.0809 | 627.4431
2024-02-14 20:00 | 1357.5961 | 2790.3975 | 3266.6365 | 7346.2279 | 2839.3191 | 5345.2116 | 3140.7308 | 869.4294 | 660.6983
2024-02-14 21:00 | 1164.019 | 2593.354 | 3182.6367 | 6734.8012 | 2624.8714 | 5042.8246 | 3145.1074 | 799.629 | 606.9561
2024-02-14 22:00 | 1032.6141 | 2483.7572 | 3059.0196 | 6006.4749 | 2289.0084 | 4685.1981 | 3075.7009 | 740.8452 | 559.3151
2024-02-14 23:00 | 1047.7674 | 2381.5341 | 2942.3153 | 5476.3023 | 2109.8904 | 4469.5078 | 2968.441 | 697.6143 | 519.3486
2024-02-15 | 1017.1564 | 2358.7126 | 2926.7764 | 5296.6112 | 1988.0686 | 4381.5385 | 2951.5345 | 689.4202 | 520.749
2024-02-15 01:00 | 1006.5761 | 2380.0187 | 2938.4659 | 5239.553 | 2027.1302 | 4304.9935 | 2994.4147 | 681.7257 | 535.1036
2024-02-15 02:00 | 994.7591 | 2320.9106 | 2916.9083 | 5309.8114 | 1966.129 | 4340.1242 | 2983.9185 | 684.2049 | 548.9712
2024-02-15 03:00 | 970.1858 | 2267.5996 | 2850.0604 | 5493.7564 | 1995.4961 | 4411.2909 | 2953.7938 | 683.802 | 518.9232
2024-02-15 04:00 | 1066.5852 | 2361.7494 | 2972.2663 | 5908.3402 | 2146.5823 | 4634.3607 | 2943.2659 | 705.6999 | 539.9269
2024-02-15 05:00 | 1323.1013 | 2488.2104 | 3057.1571 | 6719.4832 | 2457.4266 | 5073.4967 | 2954.0179 | 802.7668 | 573.9449
2024-02-15 06:00 | 1557.7028 | 2544.2093 | 3135.1762 | 7488.1785 | 2782.7885 | 5502.754 | 3099.028 | 850.0229 | 584.7864
2024-02-15 07:00 | 1501.7608 | 2479.6925 | 3159.4326 | 7795.992 | 3117.2287 | 5621.3344 | 3100.8771 | 839.8789 | 595.2164
2024-02-15 08:00 | 1514.1367 | 2480.3513 | 3231.395 | 8186.6927 | 3292.1982 | 5754.9537 | 3187.6075 | 846.3668 | 642.1961
2024-02-15 09:00 | 1472.2879 | 2573.6841 | 3314.9853 | 8302.6997 | 3331.5296 | 5807.6446 | 3226.8825 | 849.751 | 670.1417
2024-02-15 10:00 | 1446.3555 | 2594.2906 | 3318.9641 | 8438.9007 | 3266.693 | 5799.8094 | 3251.5963 | 847.0132 | 643.9063
2024-02-15 11:00 | 1475.0702 | 2626.003 | 3367.2785 | 8410.3422 | 3227.4937 | 5738.4285 | 3231.3676 | 841.7983 | 656.4226
2024-02-15 12:00 | 1487.4082 | 2611.8407 | 3394.5538 | 8284.2588 | 3145.1311 | 5735.8562 | 3293.9214 | 836.8741 | 658.1635
2024-02-15 13:00 | 1486.4108 | 2571.1582 | 3355.9687 | 8285.0851 | 3092.9742 | 5818.91 | 3276.4734 | 863.9994 | 638.5756
2024-02-15 14:00 | 1550.0298 | 2587.6683 | 3322.0383 | 8270.7581 | 3055.3871 | 5760.4523 | 3250.1001 | 867.6306 | 579.9234
2024-02-15 15:00 | 1741.5251 | 2676.8986 | 3252.8118 | 8410.3791 | 3089.6333 | 5822.9071 | 3091.6807 | 857.7657 | 678.9958
2024-02-15 16:00 | 1795.4563 | 2763.128 | 3373.0118 | 8646.1925 | 3203.9999 | 6013.931 | 3196.9335 | 873.0191 | 640.6736
2024-02-15 17:00 | 1761.7604 | 2822.5424 | 3478.9056 | 8753.5212 | 3180.8481 | 6033.7835 | 3211.1371 | 880.7688 | 723.0678
2024-02-15 18:00 | 1783.0373 | 2997.8371 | 3510.0428 | 9124.5706 | 3353.3502 | 6311.4967 | 3111.8963 | 900.8715 | 746.4606
2024-02-15 19:00 | 1691.4906 | 3015.8762 | 3429.2179 | 8702.5115 | 3250.3737 | 6105.0825 | 3124.5504 | 924.6878 | 695.3716
2024-02-15 20:00 | 1538.5313 | 2929.6515 | 3512.6848 | 8057.067 | 3275.6303 | 5561.7086 | 3277.8804 | 874.2465 | 688.9133
2024-02-15 21:00 | 1339.9487 | 2767.299 | 3347.6799 | 7274.8076 | 2942.3578 | 5148.3145 | 3282.9606 | 781.946 | 661.3004
2024-02-15 22:00 | 1173.7896 | 2583.1584 | 3241.998 | 6553.9253 | 2556.9404 | 4809.9919 | 3179.9245 | 736.1911 | 591.3811
2024-02-15 23:00 | 1120.2633 | 2457.5629 | 3139.569 | 6003.6452 | 2177.0818 | 4621.4211 | 3137.5582 | 702.8689 | 550.4961
2024-02-16 | 1115.6343 | 2447.3226 | 3071.4444 | 5816.5303 | 2067.5228 | 4586.0374 | 3094.1907 | 696.8718 | 524.7514
2024-02-16 01:00 | 1120.0753 | 2490.7527 | 3054.5228 | 5736.3406 | 2030.3374 | 4515.2393 | 3113.6261 | 684.7443 | 546.102
2024-02-16 02:00 | 1080.8413 | 2454.6457 | 3029.3713 | 5712.9397 | 2030.8538 | 4473.1505 | 3067.6917 | 677.2445 | 559.8939
2024-02-16 03:00 | 1043.4904 | 2413.6481 | 3016.8252 | 5881.7166 | 2072.0004 | 4521.2231 | 3013.5929 | 675.4862 | 554.1637
2024-02-16 04:00 | 1103.7475 | 2447.4839 | 3008.4649 | 6338.0255 | 2295.4534 | 4768.0421 | 3004.3414 | 695.8058 | 563.5922
2024-02-16 05:00 | 1366.2138 | 2557.4452 | 3194.4398 | 7011.4884 | 2560.8466 | 5247.586 | 3030.8709 | 797.9288 | 618.2277
2024-02-16 06:00 | 1574.7366 | 2574.8176 | 3230.8853 | 7761.9626 | 2913.4387 | 5543.285 | 3202.7412 | 834.1821 | 639.6109
2024-02-16 07:00 | 1552.301 | 2527.0861 | 3246.6918 | 7926.866 | 3116.3943 | 5622.4979 | 3147.3447 | 814.4274 | 627.5755
2024-02-16 08:00 | 1607.5445 | 2612.0678 | 3246.9703 | 8236.839 | 3234.2457 | 5798.7142 | 3206.8221 | 835.1298 | 641.4958
2024-02-16 09:00 | 1606.6007 | 2688.309 | 3222.7352 | 8455.5914 | 3323.4027 | 5859.9965 | 3302.5731 | 824.2981 | 634.1941
2024-02-16 10:00 | 1595.7749 | 2639.7601 | 3335.1533 | 8417.2397 | 3221.1424 | 5772.4585 | 3315.5302 | 817.912 | 690.1098
2024-02-16 11:00 | 1586.3918 | 2680.7386 | 3308.9452 | 8359.1883 | 3152.6104 | 5655.9378 | 3276.1444 | 807.5375 | 688.5079
2024-02-16 12:00 | 1569.5295 | 2644.3452 | 3280.105 | 8119.5107 | 3163.8649 | 5520.9817 | 3232.1035 | 815.1735 | 707.3139
2024-02-16 13:00 | 1579.223 | 2586.9446 | 3284.7213 | 8092.695 | 3142.1351 | 5495.1322 | 3216.5369 | 809.8742 | 679.4138
2024-02-16 14:00 | 1619.3325 | 2486.3792 | 3271.8256 | 8016.2019 | 3170.7793 | 5506.3321 | 3200.4712 | 810.5669 | 644.9377
2024-02-16 15:00 | 1718.9412 | 2468.8103 | 3395.6054 | 8193.3667 | 3185.1462 | 5666.6406 | 3198.3993 | 803.1023 | 631.0389
2024-02-16 16:00 | 1786.841 | 2587.9351 | 3425.2069 | 8318.7964 | 3206.6328 | 5704.958 | 3194.8493 | 847.191 | 683.5255
2024-02-16 17:00 | 1817.0244 | 2665.2968 | 3485.1495 | 8510.9104 | 3283.9902 | 5798.4084 | 3239.8185 | 873.9793 | 692.2561
2024-02-16 18:00 | 1886.0363 | 2906.6317 | 3658.164 | 8776.5036 | 3421.4658 | 5982.2336 | 3274.2855 | 877.5135 | 746.5131
2024-02-16 19:00 | 1801.5213 | 2925.5972 | 3570.0432 | 8524.7164 | 3210.3815 | 5841.8198 | 3226.6615 | 918.5583 | 744.7575
2024-02-16 20:00 | 1631.5224 | 2791.7735 | 3426.9228 | 7892.1586 | 3145.4283 | 5491.52 | 3236.56 | 871.4618 | 729.0071
2024-02-16 21:00 | 1385.5341 | 2625.4768 | 3364.3604 | 7122.2185 | 2863.7442 | 5121.7816 | 3203.3664 | 788.1367 | 672.8806
2024-02-16 22:00 | 1173.6434 | 2407.7172 | 3188.471 | 6270.1331 | 2561.086 | 4697.7698 | 3077.0746 | 721.2318 | 632.4555
2024-02-16 23:00 | 1063.3094 | 2339.7808 | 3010.1146 | 5725.6726 | 2391.5099 | 4369.9558 | 3041.2322 | 671.6544 | 593.7758
2024-02-17 | 959.9195 | 2292.9018 | 2947.7993 | 5549.7581 | 2307.9092 | 4278.5756 | 2979.9943 | 648.8267 | 571.6749
2024-02-17 01:00 | 977.9498 | 2299.3139 | 2937.0413 | 5451.8469 | 2246.1457 | 4208.2804 | 2939.7193 | 645.8356 | 551.8693
2024-02-17 02:00 | 982.6584 | 2253.1082 | 2861.4282 | 5507.2509 | 2227.1286 | 4284.9784 | 2949.7509 | 647.8125 | 548.668
2024-02-17 03:00 | 931.7793 | 2211.551 | 2889.6441 | 5603.2384 | 2216.9644 | 4326.9964 | 2891.5493 | 645.9206 | 547.9724
2024-02-17 04:00 | 1012.3759 | 2304.587 | 2922.1886 | 6070.012 | 2363.3421 | 4592.0278 | 2894.7096 | 680.943 | 560.5996
2024-02-17 05:00 | 1339.7861 | 2364.7022 | 3035.4536 | 6814.3432 | 2650.6147 | 5097.3296 | 2924.1965 | 780.4845 | 609.8216
2024-02-17 06:00 | 1538.4247 | 2458.0801 | 3024.7263 | 7659.7161 | 2989.1407 | 5554.096 | 3104.9886 | 836.122 | 645.4717
2024-02-17 07:00 | 1549.5301 | 2383.3462 | 3042.0723 | 7894.2562 | 3118.1492 | 5665.4114 | 3144.4621 | 828.6761 | 629.552
2024-02-17 08:00 | 1629.4222 | 2426.4132 | 3161.0762 | 8133.1709 | 3207.9647 | 5772.0195 | 3161.3769 | 843.3317 | 649.7065
2024-02-17 09:00 | 1581.6733 | 2468.1921 | 3110.1877 | 8219.5349 | 3327.4118 | 5802.564 | 3233.7497 | 832.0642 | 623.0908
2024-02-17 10:00 | 1583.7406 | 2387.356 | 3090.7063 | 8243.6008 | 3364.8089 | 5694.834 | 3301.1339 | 800.7783 | 600.3259
2024-02-17 11:00 | 1555.1181 | 2405.6236 | 3099.2442 | 8089.3048 | 3375.8341 | 5625.4459 | 3229.5559 | 809.34 | 565.12
2024-02-17 12:00 | 1529.9307 | 2414.6969 | 3129.8746 | 7908.4998 | 3344.9777 | 5558.4271 | 3171.0107 | 768.3021 | 668.2809
2024-02-17 13:00 | 1500.6333 | 2379.4316 | 3147.9692 | 7841.559 | 3280.3129 | 5600.5111 | 3169.2059 | 749.2979 | 716.6417
2024-02-17 14:00 | 1464.9509 | 2373.0431 | 3192.6507 | 7857.1952 | 3308.9013 | 5611.0149 | 3136.9977 | 767.8577 | 748.0294
2024-02-17 15:00 | 1497.2055 | 2454.7057 | 3205.4713 | 8023.0957 | 3317.9329 | 5726.0874 | 3189.6044 | 793.535 | 864.0718
2024-02-17 16:00 | 1518.1059 | 2531.2137 | 3239.24 | 8235.7368 | 3453.4906 | 5881.8578 | 3231.8619 | 852.8937 | 761.4797
2024-02-17 17:00 | 1594.0924 | 2622.4979 | 3315.5896 | 8326.8454 | 3413.0224 | 5924.6815 | 3217.2757 | 852.322 | 894.855
2024-02-17 18:00 | 1801.6647 | 2847.7907 | 3528.0741 | 8509.3013 | 3481.5162 | 6116.0801 | 3191.4191 | 840.7365 | 862.3054
2024-02-17 19:00 | 1820.878 | 2821.6469 | 3493.639 | 8307.5704 | 3393.1282 | 5930.9835 | 3099.38 | 856.8927 | 864.3837
2024-02-17 20:00 | 1710.9521 | 2708.7817 | 3414.4403 | 7784.2468 | 3439.6552 | 5600.2611 | 3140.467 | 818.3845 | 839.3727
2024-02-17 21:00 | 1547.3351 | 2539.2583 | 3320.6118 | 7018.2795 | 3130.7597 | 5150.2786 | 3148.0208 | 755.8086 | 769.1591
2024-02-17 22:00 | 1295.599 | 2388.0303 | 3160.3818 | 6328.8686 | 2786.6513 | 4770.3429 | 3064.7802 | 714.9428 | 732.9408
2024-02-17 23:00 | 1260.2877 | 2252.685 | 2949.6441 | 5715.9458 | 2440.3193 | 4509.8916 | 2926.7503 | 664.5669 | 702.1576
2024-02-18 | 1253.5049 | 2225.9858 | 2944.7223 | 5498.863 | 2291.1671 | 4389.0417 | 2929.9599 | 653.1262 | 668.3769
2024-02-18 01:00 | 1263.4751 | 2230.3728 | 2918.3887 | 5469.7214 | 2303.1126 | 4392.6193 | 2939.7996 | 660.4217 | 679.086
2024-02-18 02:00 | 1212.3342 | 2217.6119 | 2888.8269 | 5536.4214 | 2223.2362 | 4388.0674 | 2906.994 | 670.8452 | 693.6492
2024-02-18 03:00 | 1211.4547 | 2182.4621 | 2821.1211 | 5723.0164 | 2272.4405 | 4489.0013 | 2915.8702 | 669.8964 | 671.0406
2024-02-18 04:00 | 1363.057 | 2241.2176 | 2895.2988 | 6140.4597 | 2414.9775 | 4716.4672 | 2934.6536 | 696.7108 | 689.9873
2024-02-18 05:00 | 1642.34 | 2409.5747 | 3063.8525 | 6867.081 | 2676.8134 | 5251.8758 | 3009.0068 | 783.9604 | 712.8055
2024-02-18 06:00 | 1826.6525 | 2546.0383 | 3024.2443 | 7727.1549 | 3059.5641 | 5692.3018 | 3178.7849 | 832.6638 | 764.369
2024-02-18 07:00 | 1724.6123 | 2484.8452 | 3028.0584 | 7989.2062 | 3279.9869 | 5843.6395 | 3214.5001 | 815.0715 | 718.3825
2024-02-18 08:00 | 1667.3006 | 2518.3467 | 3161.011 | 8296.4314 | 3385.5696 | 5913.5919 | 3208.3019 | 844.4556 | 798.3922
2024-02-18 09:00 | 1644.6136 | 2519.8603 | 3152.3219 | 8365.3279 | 3434.2733 | 5859.1984 | 3267.1096 | 854.8618 | 753.229
2024-02-18 10:00 | 1615.4854 | 2508.726 | 3096.9024 | 8430.7597 | 3367.744 | 5811.7194 | 3317.7571 | 845.0506 | 640.3381
2024-02-18 11:00 | 1558.3286 | 2512.6807 | 3128.4239 | 8320.4441 | 3380.2697 | 5809.9075 | 3315.8429 | 844.0409 | 545.3766
2024-02-18 12:00 | 1524.7292 | 2558.2512 | 3155.1078 | 8127.342 | 3315.0313 | 5713.1653 | 3334.9732 | 836.2793 | 562.9189
2024-02-18 13:00 | 1522.0266 | 2578.9446 | 3121.96 | 8115.2713 | 3282.9909 | 5680.3832 | 3276.1102 | 832.044 | 613.3174
2024-02-18 14:00 | 1526.4734 | 2567.7342 | 3130.7436 | 8159.8619 | 3224.3437 | 5717.4781 | 3201.4437 | 821.597 | 599.4843
2024-02-18 15:00 | 1667.3092 | 2631.6924 | 3255.491 | 8224.9817 | 3264.7919 | 5874.4343 | 3226.4639 | 816.6164 | 632.3234
2024-02-18 16:00 | 1777.7844 | 2731.5447 | 3372.8674 | 8321.7395 | 3341.8233 | 5969.1604 | 3245.1663 | 840.5519 | 621.9492
2024-02-18 17:00 | 1746.0119 | 2867.7514 | 3377.3421 | 8517.2961 | 3325.6234 | 6034.5891 | 3276.6796 | 868.0481 | 669.0067
2024-02-18 18:00 | 1790.1371 | 3003.7201 | 3460.6592 | 8726.5696 | 3483.8301 | 6232.2615 | 3307.682 | 890.9633 | 710.8539
2024-02-18 19:00 | 1725.4321 | 2924.4606 | 3375.2737 | 8607.6724 | 3295.1233 | 6086.803 | 3197.4292 | 905.6286 | 722.4964
2024-02-18 20:00 | 1615.9866 | 2761.9098 | 3360.1952 | 8047.2018 | 3319.6299 | 5722.0784 | 3243.7413 | 865.1318 | 721.8128
2024-02-18 21:00 | 1392.7983 | 2607.085 | 3234.4261 | 7292.5597 | 2953.5305 | 5268.7749 | 3281.7315 | 824.9085 | 704.4721
2024-02-18 22:00 | 1190.2767 | 2448.4547 | 3051.889 | 6399.9492 | 2655.2708 | 4840.6838 | 3175.1527 | 778.8297 | 664.0168
2024-02-18 23:00 | 1077.0222 | 2420.7715 | 2922.5173 | 5901.0935 | 2423.5547 | 4648.4999 | 3062.8665 | 728.304 | 637.7676
2024-02-19 | 1028.3696 | 2356.0109 | 2878.896 | 5711.379 | 2269.1931 | 4586.3926 | 3043.5776 | 717.7278 | 601.522
2024-02-19 01:00 | 1001.7293 | 2363.4349 | 2863.6859 | 5646.1837 | 2208.2287 | 4563.3814 | 3011.0227 | 709.0948 | 581.4821
2024-02-19 02:00 | 981.3791 | 2306.9214 | 2838.6484 | 5643.3895 | 2206.4085 | 4531.7543 | 3009.5205 | 697.2758 | 571.216
2024-02-19 03:00 | 984.7263 | 2268.2406 | 2818.4756 | 5814.0712 | 2215.191 | 4601.5431 | 2975.7673 | 691.3106 | 561.8638
2024-02-19 04:00 | 1072.1352 | 2323.0647 | 2885.4325 | 6392.1237 | 2418.5976 | 4828.435 | 2980.0692 | 710.5255 | 596.2271
2024-02-19 05:00 | 1321.0102 | 2410.3107 | 3007.7375 | 7148.5237 | 2721.2006 | 5352.984 | 3065.473 | 803.972 | 623.3203
2024-02-19 06:00 | 1559.2544 | 2499.3993 | 3010.1975 | 7988.558 | 3100.3781 | 5745.2383 | 3186.6293 | 842.7913 | 650.7763
2024-02-19 07:00 | 1555.8658 | 2502.3599 | 3005.1199 | 8191.4023 | 3265.6465 | 5832.247 | 3190.9865 | 824.6429 | 617.5316
2024-02-19 08:00 | 1582.844 | 2558.3941 | 3187.1582 | 8415.0913 | 3326.326 | 5958.2306 | 3218.5357 | 834.404 | 633.0427
2024-02-19 09:00 | 1593.3213 | 2599.8065 | 3175.6564 | 8491.9756 | 3386.0263 | 5961.5341 | 3205.7821 | 837.071 | 678.5573
2024-02-19 10:00 | 1550.9802 | 2612.3965 | 3137.167 | 8429.991 | 3430.0428 | 5916.8034 | 3187.7114 | 823.4055 | 686.6611
2024-02-19 11:00 | 1542.394 | 2583.0107 | 3195.3384 | 8347.4144 | 3418.1069 | 5880.2518 | 3189.0264 | 818.2595 | 700.1575
2024-02-19 12:00 | 1517.6146 | 2534.9489 | 3194.4449 | 8079.0208 | 3328.9349 | 5761.8227 | 3157.3237 | 801.3942 | 682.8995
2024-02-19 13:00 | 1533.9508 | 2549.5562 | 3233.3882 | 7964.25 | 3289.2651 | 5823.5303 | 3175.7618 | 808.8748 | 682.8294
2024-02-19 14:00 | 1537.7422 | 2542.1358 | 3291.9231 | 7807.4341 | 3191.0891 | 5695.7064 | 3102.085 | 820.7829 | 697.9887
2024-02-19 15:00 | 1544.4682 | 2608.0958 | 3317.4063 | 7936.9441 | 3230.9175 | 5855.307 | 3142.9864 | 818.9608 | 735.4852
2024-02-19 16:00 | 1529.2479 | 2710.2574 | 3477.5434 | 8137.9175 | 3176.3726 | 5901.8322 | 3240.1169 | 840.6516 | 699.8704
2024-02-19 17:00 | 1558.4208 | 2833.701 | 3353.3652 | 8307.7387 | 3152.3898 | 5964.1363 | 3242.1211 | 858.4615 | 755.4674
2024-02-19 18:00 | 1666.441 | 2991.4488 | 3524.4123 | 8424.2354 | 3209.0542 | 6135.6044 | 3206.8931 | 885.2582 | 753.2534
2024-02-19 19:00 | 1709.1132 | 2919.6159 | 3496.8295 | 8129.3762 | 3119.8142 | 5944.9604 | 3108.275 | 899.9435 | 762.8155
2024-02-19 20:00 | 1628.5612 | 2786.3979 | 3450.0813 | 7718.6435 | 3076.262 | 5660.4344 | 3159.1482 | 873.0885 | 759.3514
2024-02-19 21:00 | 1390.7361 | 2604.4969 | 3322.221 | 7053.1293 | 2811.1427 | 5321.8457 | 3113.7712 | 802.4363 | 716.679
2024-02-19 22:00 | 1145.1703 | 2424.3439 | 3138.226 | 6290.3929 | 2612.2673 | 4950.2695 | 3005.7397 | 740.0211 | 632.6183
2024-02-19 23:00 | 1047.694 | 2329.1947 | 3093.5378 | 5750.7915 | 2433.5256 | 4686.7309 | 2885.9754 | 686.6257 | 603.5522
2024-02-20 | 1037.34 | 2326.4895 | 3046.2609 | 5585.3964 | 2296.2191 | 4532.9971 | 2881.6817 | 678.519 | 618.5587
2024-02-20 01:00 | 1029.9874 | 2346.5307 | 3054.1097 | 5564.5886 | 2245.6667 | 4508.2243 | 2880.904 | 690.8792 | 577.1662
2024-02-20 02:00 | 1082.9105 | 2341.7354 | 2974.9607 | 5476.4246 | 2203.7226 | 4457.142 | 2882.9162 | 691.5 | 551.4506
2024-02-20 03:00 | 1098.1456 | 2343.2835 | 2991.3246 | 5476.4113 | 2224.8285 | 4415.3232 | 2863.0549 | 682.8806 | 575.3707
2024-02-20 04:00 | 1172.3128 | 2369.7551 | 3085.5786 | 5795.6093 | 2268.7914 | 4591.8929 | 2928.4352 | 705.8483 | 559.9648
2024-02-20 05:00 | 1312.3171 | 2453.3236 | 3218.3619 | 6315.2869 | 2403.9657 | 4974.6241 | 3038.4818 | 753.8886 | 574.9804
2024-02-20 06:00 | 1431.6708 | 2469.3065 | 3161.9871 | 6723.5539 | 2633.3381 | 5167.7075 | 3084.8321 | 771.8784 | 602.2642
2024-02-20 07:00 | 1481.1404 | 2412.3193 | 3089.0476 | 7045.9388 | 2724.9141 | 5205.5504 | 2982.3787 | 772.0053 | 641.5035
2024-02-20 08:00 | 1559.2806 | 2527.5826 | 3111.6415 | 7641.3151 | 2971.0729 | 5478.9036 | 3037.4698 | 799.492 | 674.5669
2024-02-20 09:00 | 1605.3231 | 2564.2539 | 3066.725 | 7942.2975 | 3062.6874 | 5659.4044 | 3159.3258 | 824.3464 | 744.0765
2024-02-20 10:00 | 1576.0019 | 2608.4948 | 3105.983 | 7867.0673 | 2990.8097 | 5673.9432 | 3162.7209 | 821.5675 | 722.1032
2024-02-20 11:00 | 1545.3418 | 2567.5534 | 3201.4174 | 7635.4367 | 2886.6565 | 5521.5315 | 3121.0826 | 808.7666 | 687.3054
2024-02-20 12:00 | 1531.2352 | 2510.375 | 3258.2519 | 7533.7251 | 2806.6391 | 5404.006 | 3082.551 | 814.3574 | 663.8247
2024-02-20 13:00 | 1476.2485 | 2563.9159 | 3301.4274 | 7480.4243 | 2730.4868 | 5324.2438 | 3097.5383 | 812.0895 | 681.3346
2024-02-20 14:00 | 1389.9938 | 2559.5038 | 3256.509 | 7342.3876 | 2637.6663 | 5356.6945 | 3080.9152 | 782.4439 | 667.9823
2024-02-20 15:00 | 1418.3636 | 2572.1284 | 3216.1409 | 7383.1216 | 2682.6822 | 5449.0788 | 3136.0278 | 804.4428 | 654.5982
2024-02-20 16:00 | 1469.2833 | 2614.8446 | 3193.022 | 7503.9249 | 2799.5798 | 5538.8 | 3158.8257 | 827.4005 | 629.3055
2024-02-20 17:00 | 1516.8904 | 2721.0011 | 3237.3116 | 7607.42 | 2816.0681 | 5632.2248 | 3149.4223 | 823.2273 | 645.1024
2024-02-20 18:00 | 1554.8168 | 2915.4112 | 3460.6427 | 7854.7626 | 2873.7215 | 5933.538 | 3180.4068 | 855.5785 | 723.6488
2024-02-20 19:00 | 1490.6164 | 2940.2149 | 3399.685 | 7825.4748 | 2691.7336 | 5878.601 | 3132.6522 | 892.1452 | 728.2034
2024-02-20 20:00 | 1455.1662 | 2811.7004 | 3293.6885 | 7423.6573 | 2759.5578 | 5548.7738 | 3117.269 | 866.8047 | 705.6449
2024-02-20 21:00 | 1265.578 | 2574.5773 | 3130.8957 | 6806.3614 | 2578.126 | 5119.6343 | 3026.2888 | 805.1967 | 639.8085
2024-02-20 22:00 | 1009.4195 | 2472.109 | 3011.3721 | 6235.3525 | 2201.9644 | 4807.7418 | 2983.2365 | 742.8612 | 613.7577
2024-02-20 23:00 | 947.612 | 2362.0144 | 2870.4366 | 5737.0683 | 2063.488 | 4552.9722 | 2870.4941 | 698.9888 | 598.5373
2024-02-21 | 983.3498 | 2268.844 | 2732.8088 | 5467.2345 | 1939.2089 | 4416.0511 | 2814.8278 | 673.3804 | 523.2248
2024-02-21 01:00 | 939.9359 | 2271.8048 | 2757.4395 | 5333.4201 | 1872.942 | 4374.943 | 2837.1943 | 665.1384 | 497.9426
2024-02-21 02:00 | 858.4015 | 2272.7214 | 2752.7323 | 5325.1379 | 1884.7966 | 4370.5542 | 2842.2877 | 665.6372 | 521.8831
2024-02-21 03:00 | 847.2343 | 2293.7937 | 2696.6451 | 5359.6863 | 1888.5465 | 4439.9136 | 2859.4598 | 667.5329 | 560.2265
2024-02-21 04:00 | 888.2689 | 2356.0042 | 2823.2927 | 5631.513 | 1967.2891 | 4632.4819 | 2933.3438 | 683.3166 | 585.5887
2024-02-21 05:00 | 1000.9809 | 2441.5321 | 3025.3573 | 6214.3709 | 2163.1358 | 5000.7276 | 3057.66 | 716.1176 | 602.8199
2024-02-21 06:00 | 1103.7562 | 2448.9096 | 2927.9667 | 6520.9958 | 2286.8987 | 5176.3841 | 3066.1347 | 729.4964 | 575.396
2024-02-21 07:00 | 1220.8323 | 2377.0253 | 2977.4761 | 6770.8805 | 2467.764 | 5117.7074 | 2924.6547 | 741.5421 | 593.4258
2024-02-21 08:00 | 1352.3733 | 2480.9848 | 2989.3494 | 7345.1033 | 2710.9128 | 5411.2391 | 2980.3176 | 791.3519 | 620.999
2024-02-21 09:00 | 1472.5779 | 2526.1118 | 2996.6318 | 7633.966 | 2798.8466 | 5537.511 | 3050.4387 | 834.4171 | 622.3274
2024-02-21 10:00 | 1467.1613 | 2506.3517 | 2947.9412 | 7567.9222 | 2899.7954 | 5476.2953 | 3021.0453 | 827.8454 | 635.306
2024-02-21 11:00 | 1455.06 | 2484.4888 | 3064.1633 | 7443.9542 | 2866.1675 | 5343.3785 | 3000.5546 | 832.3254 | 638.7197
2024-02-21 12:00 | 1449.3755 | 2502.1274 | 3095.5435 | 7408.1774 | 2657.5057 | 5309.2808 | 3035.3477 | 820.7164 | 587.3842
2024-02-21 13:00 | 1464.1588 | 2455.837 | 3068.5822 | 7329.5609 | 2580.0553 | 5343.2718 | 3060.9055 | 797.0446 | 571.6668
2024-02-21 14:00 | 1471.3116 | 2433.5079 | 3049.2845 | 7228.5264 | 2507.7524 | 5313.9233 | 3013.3545 | 782.0856 | 528.8946
2024-02-21 15:00 | 1499.2074 | 2505.412 | 2999.5335 | 7263.5176 | 2490.1155 | 5435.0643 | 2995.6633 | 795.6552 | 510.1978
2024-02-21 16:00 | 1550.1395 | 2568.7178 | 2957.0686 | 7308.6202 | 2524.8253 | 5618.499 | 3045.5048 | 812.5368 | 541.5847
2024-02-21 17:00 | 1587.6945 | 2663.8468 | 3000.7119 | 7475.5793 | 2579.9974 | 5817.1976 | 3125.7594 | 823.5591 | 576.6417
2024-02-21 18:00 | 1626.1598 | 2868.991 | 3289.1286 | 7824.2171 | 2669.0202 | 5967.4788 | 3181.2931 | 870.5942 | 610.3769
2024-02-21 19:00 | 1595.8427 | 2916.4852 | 3250.2214 | 7966.5825 | 2745.9695 | 5667.1408 | 3128.1095 | 886.9864 | 658.5621
2024-02-21 20:00 | 1455.4039 | 2827.5624 | 3115.7437 | 7604.3283 | 2885.3752 | 5337.481 | 3215.7783 | 835.0441 | 631.0271
2024-02-21 21:00 | 1274.4552 | 2653.6675 | 2994.2916 | 6943.1371 | 2741.8388 | 5001.8489 | 3226.7242 | 762.1512 | 574.7523
2024-02-21 22:00 | 1101.8739 | 2494.6729 | 2878.7415 | 6155.0828 | 2352.6551 | 4610.3028 | 3181.4163 | 703.9543 | 509.4457
2024-02-21 23:00 | 998.203 | 2429.4645 | 2772.9821 | 5652.5662 | 2176.5622 | 4385.9673 | 3136.1313 | 684.8729 | 468.908
2024-02-22 | 955.6799 | 2362.5328 | 2695.947 | 5399.8175 | 2094.212 | 4394.1826 | 3094.3078 | 673.8812 | 499.4721
2024-02-22 01:00 | 950.6696 | 2362.5642 | 2767.4561 | 5343.9172 | 2001.0426 | 4362.1683 | 3083.5059 | 657.383 | 511.2385
2024-02-22 02:00 | 944.1987 | 2314.2701 | 2761.06 | 5270.8754 | 2015.97 | 4360.1032 | 3064.5092 | 650.2335 | 501.84
2024-02-22 03:00 | 956.1473 | 2314.0958 | 2798.798 | 5520.162 | 2023.9519 | 4478.9747 | 3047.8117 | 666.0462 | 465.7194
2024-02-22 04:00 | 1023.3736 | 2400.1978 | 2860.0593 | 6007.7315 | 2201.6966 | 4737.3397 | 3044.6534 | 692.7223 | 506.1906
2024-02-22 05:00 | 1285.7653 | 2547.3469 | 3016.4489 | 6852.8004 | 2481.5336 | 5243.6136 | 3070.1609 | 801.1414 | 529.7492
2024-02-22 06:00 | 1568.7358 | 2610.4842 | 2956.6098 | 7621.9211 | 2892.1417 | 5657.9983 | 3208.0074 | 860.3242 | 542.6215
2024-02-22 07:00 | 1547.7033 | 2508.1524 | 2975.6705 | 7882.145 | 3069.4037 | 5703.4302 | 3230.7201 | 829.3935 | 539.3295
2024-02-22 08:00 | 1580.9339 | 2473.9481 | 3211.1734 | 8282.9133 | 3178.9192 | 5833.1073 | 3250.1469 | 849.6168 | 564.7607
2024-02-22 09:00 | 1607.1474 | 2473.8459 | 3199.0592 | 8469.625 | 3222.5803 | 5810.2272 | 3305.7038 | 879.4859 | 527.4301
2024-02-22 10:00 | 1588.7038 | 2460.4852 | 3217.9827 | 8455.1999 | 3244.6407 | 5714.8699 | 3308.3317 | 895.6937 | 579.8932
2024-02-22 11:00 | 1557.1988 | 2449.9778 | 3211.2986 | 8296.9449 | 3236.9521 | 5621.9907 | 3300.1125 | 887.5672 | 576.5131
2024-02-22 12:00 | 1538.4464 | 2439.1794 | 3250.0363 | 8098.6379 | 3207.4898 | 5562.7795 | 3259.0587 | 873.2052 | 564.6212
2024-02-22 13:00 | 1571.0149 | 2403.2574 | 3322.2966 | 8088.611 | 3216.9266 | 5629.6203 | 3237.9549 | 866.7727 | 542.9633
2024-02-22 14:00 | 1607.6743 | 2388.3674 | 3285.062 | 8091.9119 | 3237.8163 | 5650.2386 | 3142.3323 | 855.5431 | 535.9865
2024-02-22 15:00 | 1575.6313 | 2285.0916 | 3130.0519 | 7985.6742 | 3082.9979 | 5517.7523 | 3052.8155 | 843.426 | 533.3708
2024-02-22 16:00 | 1658.3773 | 2448.9036 | 3282.8088 | 8305.0132 | 3082.5077 | 5700.3547 | 3135.3035 | 879.0668 | 552.1254
2024-02-22 17:00 | 1720.5007 | 2620.7647 | 3299.9977 | 8581.8669 | 3103.5144 | 5829.2634 | 3208.1141 | 922.9766 | 598.8683
2024-02-22 18:00 | 1813.0421 | 2851.8801 | 3467.6227 | 8816.6736 | 3195.963 | 6096.0393 | 3214.2769 | 936.8479 | 643.8237
2024-02-22 19:00 | 1821.5125 | 2892.6129 | 3448.9292 | 8473.3536 | 3164.8078 | 5872.8019 | 3142.8988 | 918.4379 | 658.8045
2024-02-22 20:00 | 1708.7463 | 2803.5814 | 3484.8737 | 7980.1053 | 3268.4342 | 5496.7283 | 3205.7326 | 868.7978 | 625.6243
2024-02-22 21:00 | 1503.1525 | 2581.8157 | 3370.6585 | 7193.9219 | 2913.2087 | 5049.4722 | 3226.2181 | 801.0318 | 585.3499
2024-02-22 22:00 | 1287.1728 | 2423.3711 | 3230.4785 | 6364.0171 | 2598.2072 | 4696.9392 | 3156.4656 | 754.7444 | 525.0653
2024-02-22 23:00 | 1155.8404 | 2369.2925 | 3177.8349 | 5817.572 | 2325.1242 | 4465.2375 | 3026.0594 | 705.5789 | 480.4174
2024-02-23 | 1050.9114 | 2333.6432 | 3121.5349 | 5622.045 | 2246.7473 | 4414.6268 | 3005.9811 | 674.6909 | 469.6429
2024-02-23 01:00 | 1007.9297 | 2290.6522 | 3062.6964 | 5520.7323 | 2175.7412 | 4348.3003 | 3042.8537 | 656.0132 | 479.0103
2024-02-23 02:00 | 969.3341 | 2274.2865 | 3002.5344 | 5529.1804 | 2142.9443 | 4321.8651 | 3015.3801 | 655.2133 | 476.1362
2024-02-23 03:00 | 1009.3984 | 2289.7438 | 2995.1687 | 5739.9089 | 2116.643 | 4338.1843 | 2991.2773 | 669.2162 | 471.6421
2024-02-23 04:00 | 1109.2254 | 2377.8127 | 3033.8298 | 6239.5588 | 2275.991 | 4621.5893 | 2973.7831 | 697.2849 | 477.704
2024-02-23 05:00 | 1352.6611 | 2541.6578 | 3147.4345 | 6978.5917 | 2596.0603 | 5100.6654 | 3052.0175 | 789.9238 | 540.536
2024-02-23 06:00 | 1587.9217 | 2573.9976 | 3036.6446 | 7861.4179 | 2912.3988 | 5535.4466 | 3177.03 | 855.3954 | 563.6861
2024-02-23 07:00 | 1554.0877 | 2475.4175 | 3031.1074 | 8158.876 | 3104.6512 | 5640.8345 | 3159.4082 | 839.0536 | 546.2653
2024-02-23 08:00 | 1583.846 | 2474.4637 | 3144.6409 | 8460.5581 | 3195.4213 | 5792.3836 | 3216.4783 | 880.2969 | 506.7227
2024-02-23 09:00 | 1586.7663 | 2481.9572 | 3204.4121 | 8602.6977 | 3162.6922 | 5840.5 | 3279.358 | 889.6492 | 471.1137
2024-02-23 10:00 | 1589.1739 | 2433.865 | 3228.9996 | 8594.6904 | 3212.2628 | 5741.7659 | 3295.2051 | 880.2101 | 513.6909
2024-02-23 11:00 | 1590.7062 | 2379.1322 | 3239.3967 | 8517.6105 | 3215.234 | 5760.9619 | 3337.3556 | 908.2009 | 587.6796
2024-02-23 12:00 | 1587.9322 | 2327.3207 | 3156.8661 | 8426.1691 | 3189.6204 | 5764.0925 | 3317.3705 | 904.0154 | 581.1187
2024-02-23 13:00 | 1600.273 | 2320.0107 | 3178.9699 | 8354.5736 | 3164.6833 | 5719.5455 | 3281.6708 | 889.8846 | 581.1864
2024-02-23 14:00 | 1606.2794 | 2306.5903 | 3230.9455 | 8342.7427 | 3172.6359 | 5715.5995 | 3241.9621 | 869.9878 | 582.163
2024-02-23 15:00 | 1668.6183 | 2428.3598 | 3292.6173 | 8467.9336 | 3190.5311 | 5806.3918 | 3167.0651 | 881.7973 | 582.1004
2024-02-23 16:00 | 1733.597 | 2495.5312 | 3379.7745 | 8763.2945 | 3166.9367 | 5858.5991 | 3178.3365 | 897.1229 | 586.94
2024-02-23 17:00 | 1737.795 | 2578.3117 | 3338.441 | 8895.7686 | 3164.6625 | 5898.4777 | 3218.3397 | 898.5976 | 608.8134
2024-02-23 18:00 | 1789.1566 | 2737.6234 | 3540.0977 | 9072.4608 | 3188.4465 | 5973.1237 | 3213.8609 | 941.4725 | 628.7392
2024-02-23 19:00 | 1804.0697 | 2778.9549 | 3565.3543 | 8722.7922 | 3155.6601 | 5763.2195 | 3221.1972 | 950.6827 | 649.2206
2024-02-23 20:00 | 1708.6586 | 2678.0652 | 3528.5872 | 8222.5323 | 3188.9898 | 5406.9928 | 3271.4859 | 896.9082 | 626.6144
2024-02-23 21:00 | 1471.9517 | 2514.5501 | 3376.9989 | 7434.7665 | 3005.775 | 5016.4194 | 3357.9674 | 829.5307 | 590.5206
2024-02-23 22:00 | 1241.2377 | 2400.7731 | 3295.0921 | 6597.6368 | 2632.0874 | 4667.6317 | 3326.5297 | 786.2063 | 519.4094
2024-02-23 23:00 | 1090.4735 | 2309.9442 | 3147.5033 | 6024.7324 | 2437.4492 | 4434.4311 | 3188.3632 | 724.5206 | 534.8178
2024-02-24 | 1043.7402 | 2274.0651 | 3069.4256 | 5776.6859 | 2263.5463 | 4280.4954 | 3180.7214 | 700.4459 | 539.3793
2024-02-24 01:00 | 1001.1849 | 2217.8887 | 3010.7705 | 5669.6068 | 2261.64 | 4204.7493 | 3169.2983 | 686.8823 | 550.0344
2024-02-24 02:00 | 970.7197 | 2215.9951 | 2989.9137 | 5606.7734 | 2244.9581 | 4194.5747 | 3090.843 | 666.86 | 536.7025
2024-02-24 03:00 | 988.2634 | 2202.0166 | 2988.9598 | 5758.062 | 2237.2448 | 4225.6607 | 3002.1437 | 672.5072 | 499.0865
2024-02-24 04:00 | 1074.6488 | 2311.7005 | 3018.3924 | 6211.8742 | 2435.4432 | 4473.0186 | 3009.3583 | 704.088 | 520.7136
2024-02-24 05:00 | 1357.8522 | 2486.4223 | 3162.3811 | 7164.8475 | 2691.2576 | 4996.2915 | 3017.835 | 816.3017 | 561.8402
2024-02-24 06:00 | 1593.8568 | 2536.0684 | 3091.2981 | 8018.3474 | 3046.2646 | 5368.1912 | 3092.947 | 872.4183 | 583.6179
2024-02-24 07:00 | 1541.4563 | 2442.6962 | 3071.8933 | 8218.9784 | 3178.8419 | 5421.9632 | 3022.149 | 831.8387 | 528.2412
2024-02-24 08:00 | 1576.7286 | 2428.4532 | 3265.2056 | 8365.7195 | 3258.8067 | 5561.3368 | 2990.8003 | 828.0829 | 573.7739
2024-02-24 09:00 | 1596.3074 | 2500.3512 | 3281.9113 | 8523.8732 | 3287.9456 | 5629.2425 | 3009.6981 | 834.5707 | 567.9151
2024-02-24 10:00 | 1592.2082 | 2494.0298 | 3276.6197 | 8573.6902 | 3329.9192 | 5669.2018 | 3104.0213 | 831.943 | 586.3294
2024-02-24 11:00 | 1577.8116 | 2405.9832 | 3272.3438 | 8574.1241 | 3332.285 | 5634.3134 | 3081.7433 | 826.9887 | 591.4124
2024-02-24 12:00 | 1596.0389 | 2393.0007 | 3265.825 | 8396.471 | 3321.7386 | 5577.8243 | 3065.9307 | 800.2575 | 615.2607
2024-02-24 13:00 | 1605.1055 | 2466.9365 | 3254.4505 | 8412.8792 | 3302.1892 | 5606.075 | 3045.8409 | 790.8854 | 578.4057
2024-02-24 14:00 | 1605.2001 | 2434.5967 | 3306.8562 | 8418.5274 | 3386.2195 | 5603.1217 | 2982.9192 | 788.7494 | 534.2561
2024-02-24 15:00 | 1640.8162 | 2524.4862 | 3381.424 | 8707.2892 | 3404.2285 | 5722.9271 | 2963.8484 | 801.1173 | 611.6522
2024-02-24 16:00 | 1676.4025 | 2629.7152 | 3453.567 | 8866.98 | 3374.1663 | 5738.8533 | 2962.9878 | 833.153 | 612.3519
2024-02-24 17:00 | 1715.8321 | 2681.7808 | 3440.0759 | 8945.3439 | 3299.4684 | 5711.1738 | 2947.3287 | 859.6795 | 606.8283
2024-02-24 18:00 | 1787.5247 | 2757.6322 | 3608.7313 | 9003.5986 | 3369.4042 | 5808.9472 | 2927.2358 | 890.482 | 593.377
2024-02-24 19:00 | 1813.5693 | 2730.3741 | 3505.24 | 8772.0462 | 3341.3714 | 5704.7058 | 2848.9383 | 919.4598 | 607.6012
2024-02-24 20:00 | 1704.8146 | 2660.6061 | 3441.1864 | 8308.5482 | 3320.9585 | 5375.0506 | 2962.0671 | 877.8812 | 614.5243
2024-02-24 21:00 | 1503.8446 | 2516.9925 | 3307.9608 | 7544.1359 | 3046.2445 | 4991.6942 | 3067.3233 | 809.7259 | 594.1743
2024-02-24 22:00 | 1293.6385 | 2439.3518 | 3218.9606 | 6702.8895 | 2776.1295 | 4698.7612 | 3070.2204 | 781.2278 | 548.7176
2024-02-24 23:00 | 1124.8468 | 2332.3648 | 3046.6627 | 6158.3511 | 2535.8477 | 4496.0606 | 3002.3198 | 738.2524 | 519.0529
2024-02-25 | 1029.8085 | 2293.5936 | 3024.2034 | 5828.5345 | 2406.1269 | 4354.9575 | 3003.5616 | 709.1526 | 527.2688
2024-02-25 01:00 | 986.4199 | 2334.2427 | 3010.8415 | 5756.0437 | 2384.9819 | 4365.4108 | 3001.5887 | 703.0296 | 509.3448
2024-02-25 02:00 | 981.6894 | 2304.7342 | 3022.5711 | 5758.1979 | 2332.3099 | 4440.2048 | 2969.6334 | 702.2885 | 505.2132
2024-02-25 03:00 | 972.2609 | 2279.0152 | 2987.0179 | 5924.5556 | 2261.4719 | 4504.8296 | 2928.0454 | 690.8487 | 507.8594
2024-02-25 04:00 | 1052.0359 | 2366.7298 | 3049.0694 | 6359.3849 | 2432.1846 | 4700.7166 | 2927.3258 | 720.1583 | 549.5638
2024-02-25 05:00 | 1305.442 | 2541.9458 | 3188.8408 | 7098.0023 | 2699.8927 | 5270.9813 | 2982.5902 | 833.1808 | 565.6004
2024-02-25 06:00 | 1510.8968 | 2636.4983 | 3210.4843 | 7892.5492 | 3042.2231 | 5621.2224 | 3073.6813 | 866.1961 | 570.9782
2024-02-25 07:00 | 1457.3908 | 2556.171 | 3245.7751 | 8232.6278 | 3229.332 | 5613.5473 | 3110.798 | 844.1555 | 506.9026
2024-02-25 08:00 | 1496.6307 | 2579.9625 | 3248.5422 | 8560.7383 | 3396.1656 | 5730.8804 | 3130.8816 | 854.9694 | 569.4532
2024-02-25 09:00 | 1492.6782 | 2554.6592 | 3224.1302 | 8689.4067 | 3491.2143 | 5747.07 | 3162.2932 | 843.1538 | 577.5043
2024-02-25 10:00 | 1469.457 | 2495.1702 | 3236.0467 | 8622.5277 | 3471.8807 | 5614.1979 | 3179.66 | 826.8947 | 629.616
2024-02-25 11:00 | 1461.6283 | 2444.0873 | 3300.1136 | 8553.5693 | 3497.0921 | 5517.3946 | 3164.3359 | 819.6417 | 612.3954
2024-02-25 12:00 | 1451.2363 | 2340.4146 | 3258.711 | 8458.6725 | 3499.6945 | 5519.0943 | 3216.5689 | 818.1161 | 619.6286
2024-02-25 13:00 | 1443.4143 | 2371.4458 | 3234.5938 | 8539.4216 | 3550.3457 | 5512.2897 | 3223.4472 | 804.0998 | 612.1723
2024-02-25 14:00 | 1452.3213 | 2350.8799 | 3235.5384 | 8554.1594 | 3536.1587 | 5521.2248 | 3140.2614 | 802.6019 | 632.9184
2024-02-25 15:00 | 1500.3161 | 2442.0833 | 3282.6431 | 8823.8145 | 3539.9297 | 5690.9732 | 3135.7659 | 798.7862 | 594.3619
2024-02-25 16:00 | 1510.3999 | 2561.5909 | 3366.3284 | 9013.5406 | 3441.3744 | 5717.9739 | 3143.2111 | 832.4608 | 580.8789
2024-02-25 17:00 | 1531.3094 | 2664.3427 | 3411.0827 | 9141.6628 | 3420.5581 | 5791.9479 | 3141.5257 | 872.1602 | 593.8039
2024-02-25 18:00 | 1674.4886 | 2774.8274 | 3470.5482 | 9168.3457 | 3462.1452 | 5859.6193 | 3095.9013 | 894.0882 | 628.6705
2024-02-25 19:00 | 1675.9754 | 2617.8723 | 3288.5844 | 8501.6346 | 3311.9404 | 5627.8981 | 2956.1354 | 899.304 | 656.7847
2024-02-25 20:00 | 1580.3788 | 2561.2208 | 3362.8643 | 8227.4008 | 3530.1079 | 5504.16 | 3095.9714 | 873.3937 | 669.4039
2024-02-25 21:00 | 1324.1429 | 2439.1925 | 3247.9568 | 7493.308 | 3241.6594 | 5158.6243 | 3142.4242 | 795.1332 | 649.9569
2024-02-25 22:00 | 1100.3864 | 2324.4013 | 3076.2738 | 6649.4354 | 2842.4873 | 4777.4467 | 3134.0888 | 758.2565 | 612.5905
2024-02-25 23:00 | 1006.0892 | 2288.6298 | 3032.5033 | 6072.5309 | 2637.9334 | 4616.4472 | 3080.3894 | 722.1746 | 550.1526
2024-02-26 | 968.8254 | 2277.9103 | 3020.2492 | 5738.8662 | 2502.4507 | 4542.6915 | 3147.8575 | 706.8437 | 545.4702
2024-02-26 01:00 | 958.9266 | 2245.8117 | 2987.8168 | 5638.3836 | 2405.9721 | 4490.557 | 3122.6382 | 685.0225 | 542.1756
2024-02-26 02:00 | 954.3548 | 2244.5794 | 2905.7675 | 5737.7999 | 2413.9813 | 4497.5768 | 3092.2969 | 680.4102 | 478.8776
2024-02-26 03:00 | 1008.4515 | 2247.5641 | 2966.5268 | 5980.1948 | 2404.3537 | 4586.0053 | 2993.6978 | 685.0139 | 469.9307
2024-02-26 04:00 | 1134.0482 | 2351.3802 | 2997.6097 | 6396.3041 | 2506.0064 | 4728.8047 | 2988.2499 | 714.537 | 517.1821
2024-02-26 05:00 | 1402.3809 | 2510.3865 | 3182.1419 | 7109.1766 | 2740.8429 | 5271.3425 | 3006.9249 | 821.1016 | 556.6594
2024-02-26 06:00 | 1663.3189 | 2613.3165 | 3308.711 | 7955.8335 | 3079.7022 | 5638.4159 | 3110.5702 | 872.1469 | 574.4535
2024-02-26 07:00 | 1653.0315 | 2508.4335 | 3293.7355 | 8232.0908 | 3277.8929 | 5654.6559 | 3111.6817 | 855.7361 | 596.5805
2024-02-26 08:00 | 1742.7582 | 2538.0789 | 3336.3791 | 8509.7647 | 3439.5705 | 5802.0517 | 3215.1106 | 871.6431 | 596.0214
2024-02-26 09:00 | 1743.6677 | 2552.8564 | 3319.5606 | 8677.3194 | 3580.6209 | 5919.7108 | 3312.1848 | 896.0931 | 594.0376
2024-02-26 10:00 | 1771.5708 | 2560.5381 | 3431.1236 | 8705.6585 | 3543.7875 | 5871.7514 | 3302.7041 | 900.3713 | 607.5709
2024-02-26 11:00 | 1768.6019 | 2510.0558 | 3442.6414 | 8602.251 | 3571.9994 | 5820.7326 | 3269.5073 | 904.1765 | 607.6088
2024-02-26 12:00 | 1711.8951 | 2529.8329 | 3392.027 | 8293.7043 | 3505.8702 | 5784.8947 | 3263.3703 | 894.3456 | 614.3906
2024-02-26 13:00 | 1662.5683 | 2570.495 | 3429.7264 | 8158.8995 | 3531.9709 | 5782.4947 | 3310.2635 | 879.6243 | 617.8397
2024-02-26 14:00 | 1610.0119 | 2559.6206 | 3421.7449 | 8049.7075 | 3452.1405 | 5796.1544 | 3298.0128 | 842.3946 | 664.6355
2024-02-26 15:00 | 1601.8367 | 2635.52 | 3485.8503 | 8166.7766 | 3364.3925 | 5942.9333 | 3359.55 | 864.0353 | 681.4771
2024-02-26 16:00 | 1606.9782 | 2726.2829 | 3554.3266 | 8217.7698 | 3335.045 | 6060.1826 | 3357.4381 | 875.0464 | 628.22
2024-02-26 17:00 | 1586.9034 | 2774.8931 | 3613.5617 | 8170.5843 | 3234.2894 | 6072.0808 | 3315.8669 | 877.214 | 659.6124
2024-02-26 18:00 | 1615.4203 | 2850.8623 | 3644.2603 | 8321.0357 | 3353.4624 | 6150.1294 | 3265.9509 | 892.1584 | 688.3046
2024-02-26 19:00 | 1667.291 | 2805.118 | 3582.1823 | 8193.0563 | 3256.6012 | 5881.9434 | 3134.8223 | 914.9681 | 727.2482
2024-02-26 20:00 | 1577.1878 | 2679.5513 | 3524.9798 | 7814.4385 | 3296.3467 | 5548.0908 | 3147.7178 | 874.538 | 701.8319
2024-02-26 21:00 | 1332.4703 | 2476.8113 | 3382.3254 | 7145.6563 | 2994.3971 | 5223.3374 | 3155.271 | 803.1514 | 665.4536
2024-02-26 22:00 | 1157.1893 | 2319.0945 | 3238.3792 | 6355.7056 | 2757.6031 | 4927.6827 | 3057.8094 | 752.9911 | 633.6274
2024-02-26 23:00 | 1046.7138 | 2326.0952 | 3195.114 | 5794.5298 | 2506.0672 | 4704.6518 | 3044.4199 | 709.7593 | 580.2818
2024-02-27 | 1015.3238 | 2274.0497 | 3148.0321 | 5530.5914 | 2423.2645 | 4537.7548 | 3025.4407 | 680.027 | 572.2807
2024-02-27 01:00 | 1047.2199 | 2283.7135 | 3079.7159 | 5405.1488 | 2379.0381 | 4467.6046 | 2964.2343 | 676.1919 | 549.3937
2024-02-27 02:00 | 1058.2587 | 2264.0362 | 3021.5272 | 5357.182 | 2360.8854 | 4476.4606 | 2972.8426 | 686.7918 | 543.6152
2024-02-27 03:00 | 1084.8302 | 2287.0819 | 3049.3162 | 5403.438 | 2286.1483 | 4446.9059 | 2956.6058 | 694.2116 | 549.103
2024-02-27 04:00 | 1153.1638 | 2368.3492 | 3160.0124 | 5713.9936 | 2410.7558 | 4629.9038 | 3044.7364 | 717.0356 | 577.051
2024-02-27 05:00 | 1266.5757 | 2555.4 | 3336.7171 | 6372.9087 | 2571.9684 | 4996.7874 | 3173.8797 | 788.8976 | 590.3179
2024-02-27 06:00 | 1373.0728 | 2605.5857 | 3326.5388 | 6815.5915 | 2708.569 | 5239.9098 | 3241.4587 | 852.7886 | 597.0541
2024-02-27 07:00 | 1369.563 | 2491.3222 | 3230.0356 | 7115.1889 | 2798.6594 | 5290.2878 | 3122.702 | 808.1143 | 529.4621
2024-02-27 08:00 | 1414.2843 | 2551.6549 | 3317.4986 | 7734.4925 | 3032.2437 | 5520.0291 | 3246.4726 | 828.4124 | 672.3484
2024-02-27 09:00 | 1428.3329 | 2647.2272 | 3427.0865 | 7900.1521 | 3076.0936 | 5616.2643 | 3282.5526 | 854.8211 | 690.9912
2024-02-27 10:00 | 1418.2637 | 2665.5142 | 3433.4213 | 7863.5427 | 3013.9116 | 5633.96 | 3178.1387 | 846.6617 | 687.556
2024-02-27 11:00 | 1416.6772 | 2618.471 | 3404.612 | 7785.2196 | 2931.5831 | 5630.1641 | 3230.5274 | 834.8931 | 684.9388
2024-02-27 12:00 | 1412.8145 | 2604.3588 | 3340.1551 | 7664.5595 | 2881.4128 | 5491.2718 | 3236.3537 | 814.3959 | 711.4328
2024-02-27 13:00 | 1413.4553 | 2595.4009 | 3304.9481 | 7657.4481 | 2802.377 | 5448.8222 | 3211.5469 | 802.4889 | 684.8617
2024-02-27 14:00 | 1447.8198 | 2593.8259 | 3188.1814 | 7728.4839 | 2661.1903 | 5412.5421 | 3184.2219 | 801.9259 | 637.0072
2024-02-27 15:00 | 1464.7393 | 2572.3593 | 3307.7766 | 7804.7398 | 2582.6894 | 5494.9732 | 3206.7819 | 810.9043 | 655.2401
2024-02-27 16:00 | 1487.9066 | 2619.4843 | 3374.2985 | 7887.9072 | 2654.482 | 5554.6411 | 3187.2352 | 823.4419 | 604.9572
2024-02-27 17:00 | 1574.7268 | 2658.8152 | 3507.0899 | 7873.1381 | 2651.9348 | 5648.2586 | 3146.6651 | 839.9902 | 650.8202
2024-02-27 18:00 | 1655.1662 | 2828.9063 | 3540.0525 | 7987.4151 | 2765.2152 | 5954.5455 | 3113.1226 | 869.7158 | 677.1256
2024-02-27 19:00 | 1601.8546 | 2842.6765 | 3453.7547 | 7902.1009 | 2841.267 | 5880.7467 | 3070.1884 | 925.2079 | 692.8916
2024-02-27 20:00 | 1446.6655 | 2763.5548 | 3346.7852 | 7564.5995 | 2932.58 | 5581.5631 | 3070.1207 | 896.7399 | 659.8876
2024-02-27 21:00 | 1255.2622 | 2479.1625 | 3189.1614 | 6962.0038 | 2763.1251 | 5218.8472 | 3066.8819 | 832.4531 | 621.1826
2024-02-27 22:00 | 1121.0631 | 2350.309 | 3048.1739 | 6356.5689 | 2450.7901 | 4854.8046 | 2988.3368 | 769.4461 | 610.5032
2024-02-27 23:00 | 1002.0565 | 2280.5741 | 2991.3711 | 5779.1408 | 2191.4412 | 4602.1613 | 2890.7212 | 718.9309 | 567.3733
2024-02-28 | 899.1832 | 2205.3035 | 2927.0833 | 5457.1272 | 2042.8828 | 4422.2232 | 2869.2085 | 695.0505 | 544.4315
2024-02-28 01:00 | 892.5192 | 2217.8992 | 2897.6873 | 5352.0612 | 1993.5405 | 4431.0845 | 2874.8576 | 694.3321 | 533.7236
2024-02-28 02:00 | 857.457 | 2209.9872 | 2879.9596 | 5283.5931 | 1920.6904 | 4430.0514 | 2884.0837 | 692.5078 | 544.5643
2024-02-28 03:00 | 857.7338 | 2214.255 | 2899.4069 | 5346.0445 | 1947.5593 | 4442.4412 | 2854.8757 | 691.3361 | 531.2604
2024-02-28 04:00 | 918.7994 | 2309.2691 | 3000.7564 | 5694.1496 | 2004.4225 | 4676.158 | 2974.6574 | 701.26 | 559.5961
2024-02-28 05:00 | 1011.3005 | 2445.7475 | 3199.1681 | 6299.2278 | 2207.7078 | 5013.5389 | 3122.3177 | 749.6557 | 618.3126
2024-02-28 06:00 | 1147.3074 | 2497.5236 | 3084.9764 | 6701.6343 | 2435.2519 | 5195.5084 | 3089.5694 | 751.6849 | 577.669
2024-02-28 07:00 | 1272.4733 | 2444.3334 | 3145.8739 | 6837.4566 | 2552.4128 | 5213.1705 | 2879.0634 | 743.9181 | 575.4768
2024-02-28 08:00 | 1372.838 | 2538.7673 | 3214.5744 | 7223.5396 | 2789.905 | 5455.3942 | 2879.9063 | 769.5096 | 649.7153
2024-02-28 09:00 | 1372.4265 | 2587.5487 | 3276.1131 | 7502.1116 | 2906.3282 | 5637.6911 | 2908.8731 | 785.5664 | 675.9041
2024-02-28 10:00 | 1312.0831 | 2569.3456 | 3240.6773 | 7466.7304 | 2899.3051 | 5546.0267 | 2917.2274 | 771.7523 | 652.401
2024-02-28 11:00 | 1292.9857 | 2514.6087 | 3275.9435 | 7340.2307 | 2924.7038 | 5458.1754 | 2922.9591 | 752.5487 | 654.5473
2024-02-28 12:00 | 1284.0449 | 2488.6249 | 3255.3826 | 7204.0249 | 2874.4208 | 5357.0456 | 2934.3893 | 743.7429 | 644.0064
2024-02-28 13:00 | 1262.9898 | 2531.0248 | 3281.2047 | 7177.6197 | 2771.7864 | 5360.7975 | 2950.4241 | 748.3789 | 660.6382
2024-02-28 14:00 | 1266.3543 | 2506.7994 | 3249.2873 | 7072.4539 | 2594.9696 | 5378.2779 | 2983.9402 | 724.7815 | 618.238
2024-02-28 15:00 | 1288.8963 | 2518.7838 | 3296.1129 | 7065.6467 | 2538.1731 | 5517.2425 | 2981.6642 | 745.2868 | 625.0842
2024-02-28 16:00 | 1322.5258 | 2540.782 | 3365.2864 | 7166.8063 | 2577.5136 | 5595.9746 | 3033.9116 | 781.5173 | 594.7658
2024-02-28 17:00 | 1383.3186 | 2666.8175 | 3377.7655 | 7240.9462 | 2728.3205 | 5646.6704 | 3043.4188 | 802.1627 | 627.3068
2024-02-28 18:00 | 1538.246 | 2844.5127 | 3474.0627 | 7570.2559 | 2918.1167 | 5934.9878 | 3076.8109 | 856.6476 | 631.5639
2024-02-28 19:00 | 1639.473 | 2755.1211 | 3388.3473 | 7686.8494 | 2932.1262 | 5781.1701 | 3143.8378 | 905.0037 | 705.0858
2024-02-28 20:00 | 1506.6505 | 2684.8456 | 3346.4533 | 7418.9008 | 2916.8074 | 5527.5538 | 3223.9448 | 887.1314 | 700.995
2024-02-28 21:00 | 1270.0571 | 2561.1022 | 3199.2466 | 6826.4579 | 2639.7793 | 5042.4761 | 3255.7791 | 813.0309 | 645.5494
2024-02-28 22:00 | 1125.1188 | 2444.111 | 3011.6026 | 6149.2008 | 2317.976 | 4682.7473 | 3199.5875 | 744.4468 | 592.4096
2024-02-28 23:00 | 997.497 | 2377.0255 | 2900.3748 | 5652.9976 | 2176.7193 | 4486.7513 | 3121.1884 | 706.3346 | 560.9408
2024-02-29 | 930.5489 | 2332.9297 | 2925.7593 | 5457.0559 | 2102.4555 | 4382.8574 | 3086.2599 | 694.3487 | 543.1506
2024-02-29 01:00 | 891.0187 | 2269.3168 | 2962.6648 | 5437.1791 | 2065.1926 | 4340.351 | 3099.0833 | 688.2004 | 539.9278
2024-02-29 02:00 | 891.7713 | 2264.1071 | 2896.3173 | 5461.2395 | 2040.8691 | 4371.2392 | 3099.4124 | 693.402 | 538.3957
2024-02-29 03:00 | 893.8922 | 2276.9148 | 2879.3461 | 5529.4131 | 2063.6402 | 4438.6698 | 3060.3416 | 685.9663 | 538.359
2024-02-29 04:00 | 978.2581 | 2358.5805 | 2961.7491 | 5913.9022 | 2231.9217 | 4648.6853 | 3033.7431 | 705.8525 | 542.7133
2024-02-29 05:00 | 1243.2013 | 2525.8739 | 3162.5676 | 6701.0918 | 2504.4425 | 5208.8 | 3064.3893 | 799.0852 | 612.4309
2024-02-29 06:00 | 1487.0761 | 2595.1271 | 3216.4572 | 7466.4303 | 2921.3122 | 5539.5771 | 3184.56 | 845.4562 | 614.552
2024-02-29 07:00 | 1441.908 | 2558.5409 | 3237.3207 | 7782.4036 | 3055.1169 | 5645.9842 | 3165.6571 | 817.5147 | 572.977
2024-02-29 08:00 | 1477.2401 | 2589.8314 | 3311.0033 | 8161.6512 | 3228.574 | 5822.4156 | 3241.0784 | 843.6825 | 620.7716
2024-02-29 09:00 | 1503.5733 | 2593.8982 | 3355.8421 | 8402.6187 | 3318.2689 | 5846.4657 | 3314.5955 | 849.3233 | 659.9763
2024-02-29 10:00 | 1513.8363 | 2572.9989 | 3355.6864 | 8464.2066 | 3364.5605 | 5729.9837 | 3373.7545 | 856.1809 | 678.6231
2024-02-29 11:00 | 1506.3297 | 2550.2957 | 3399.5136 | 8423.636 | 3405.1081 | 5718.9403 | 3380.1807 | 859.3054 | 679.1802
2024-02-29 12:00 | 1491.4178 | 2538.6724 | 3437.3544 | 8252.4162 | 3429.3743 | 5698.6771 | 3382.4692 | 849.2791 | 682.4779
2024-02-29 13:00 | 1488.0026 | 2522.486 | 3423.6405 | 8225.1909 | 3448.8382 | 5741.8089 | 3406.7337 | 854.7619 | 678.0772
2024-02-29 14:00 | 1503.6759 | 2438.2113 | 3417.0183 | 8191.3901 | 3489.8785 | 5807.4494 | 3328.3082 | 861.7341 | 660.883
2024-02-29 15:00 | 1592.8894 | 2624.4213 | 3467.5955 | 8485.4346 | 3595.5969 | 5504.1778 | 3373.0333 | 889.0424 | 706.9276
2024-02-29 16:00 | 1602.2393 | 2721.2602 | 3482.0813 | 8531.6302 | 3596.945 | 5682.5673 | 3415.1441 | 907.171 | 717.9265
2024-02-29 17:00 | 1597.7279 | 2780.8033 | 3450.3695 | 8429.6215 | 3526.4312 | 5912.2832 | 3341.0569 | 894.2893 | 695.3332
2024-02-29 18:00 | 1751.5474 | 2962.1589 | 3681.421 | 8480.6143 | 3553.0875 | 6041.4269 | 3283.4427 | 905.5779 | 722.8877
2024-02-29 19:00 | 1819.4989 | 2899.9693 | 3579.6289 | 8291.2259 | 3450.4645 | 5892.8345 | 3213.3982 | 948.8393 | 724.5497
2024-02-29 20:00 | 1656.5566 | 2774.8589 | 3521.316 | 7962.6426 | 3368.4475 | 5616.4904 | 3298.7384 | 916.2047 | 765.3182
2024-02-29 21:00 | 1401.4233 | 2589.2767 | 3390.452 | 7188.4374 | 3077.9947 | 5125.7401 | 3344.0989 | 842.7887 | 715.6663
2024-02-29 22:00 | 1166.8835 | 2431.4182 | 3182.867 | 6381.2844 | 2800.8252 | 4797.2184 | 3248.42 | 783.8828 | 670.7282
2024-02-29 23:00 | 1021.246 | 2367.8287 | 3054.1587 | 5898.3766 | 2526.0044 | 4596.5532 | 3182.3928 | 732.1941 | 625.4419
2024-03-01 | 968.7749 | 2347.0478 | 3017.5938 | 5723.7141 | 2405.2059 | 4427.9637 | 3134.3243 | 717.4842 | 639.7721
2024-03-01 01:00 | 962.3429 | 2324.358 | 3026.7901 | 5593.1452 | 2273.3903 | 4399.5994 | 3094.3744 | 710.122 | 635.5946
2024-03-01 02:00 | 949.9718 | 2294.8568 | 2999.4084 | 5613.0163 | 2270.7628 | 4392.7349 | 3049.2297 | 699.3979 | 617.5691
2024-03-01 03:00 | 968.9468 | 2279.0207 | 2960.597 | 5771.8366 | 2228.2516 | 4438.3522 | 3012.4406 | 704.4622 | 606.9089
2024-03-01 04:00 | 1050.7003 | 2377.3361 | 3049.4356 | 6279.2465 | 2390.2562 | 4716.6128 | 3024.882 | 739.3005 | 589.8617
2024-03-01 05:00 | 1339.9624 | 2550.5032 | 3194.02 | 6978.5545 | 2728.156 | 5211.0816 | 3058.1521 | 833.8415 | 612.3997
2024-03-01 06:00 | 1595.7111 | 2584.4547 | 3259.1673 | 7616.5996 | 3037.1807 | 5501.9149 | 3142.6092 | 868.1777 | 641.4418
2024-03-01 07:00 | 1564.9244 | 2527.7529 | 3288.0016 | 7837.6325 | 3263.5373 | 5687.7628 | 3168.1833 | 843.6374 | 539.7346
2024-03-01 08:00 | 1634.0143 | 2563.6844 | 3322.2278 | 8120.9452 | 3462.5147 | 5824.2162 | 3288.1111 | 855.7105 | 461.4642
2024-03-01 09:00 | 1704.4816 | 2534.1359 | 3323.8183 | 8176.8748 | 3463.7656 | 5794.8074 | 3383.4312 | 855.1584 | 642.8693
2024-03-01 10:00 | 1669.0189 | 2510.2409 | 3375.0313 | 8146.7445 | 3473.9168 | 5799.0219 | 3392.7881 | 855.6082 | 696.7451
2024-03-01 11:00 | 1647.5602 | 2463.1864 | 3360.1705 | 8143.4313 | 3533.6775 | 5743.0016 | 3418.4536 | 843.2097 | 687.402
2024-03-01 12:00 | 1613.9004 | 2458.2276 | 3364.7228 | 7995.1206 | 3543.6295 | 5676.1249 | 3386.6363 | 830.8794 | 677.1175
2024-03-01 13:00 | 1620.4656 | 2425.4511 | 3381.7588 | 7979.8334 | 3489.2496 | 5699.7545 | 3339.6064 | 826.8453 | 713.1369
2024-03-01 14:00 | 1626.432 | 2412.5 | 3390.6859 | 7987.5047 | 3556.4766 | 5582.5815 | 3303.8913 | 831.7057 | 702.147
2024-03-01 15:00 | 1622.0048 | 2520.2473 | 3487.7575 | 8240.5182 | 3506.1237 | 5799.1213 | 3258.4365 | 890.4786 | 656.6838
2024-03-01 16:00 | 1598.9084 | 2651.3772 | 3467.4621 | 8440.2478 | 3518.0444 | 6034.8696 | 3293.1438 | 922.6329 | 670.4273
2024-03-01 17:00 | 1656.8338 | 2739.2092 | 3492.3789 | 8513.9713 | 3409.0672 | 6044.0274 | 3288.4235 | 928.3887 | 731.4073
2024-03-01 18:00 | 1767.8057 | 2888.8405 | 3660.6305 | 8595.0878 | 3434.3501 | 6214.2746 | 3236.2262 | 945.2722 | 725.4641
2024-03-01 19:00 | 1806.9145 | 2913.5037 | 3528.3689 | 8417.8964 | 3377.1348 | 6045.5706 | 3151.9395 | 972.4267 | 759.5578
2024-03-01 20:00 | 1651.5306 | 2740.4715 | 3437.6328 | 8013.1185 | 3497.4834 | 5737.0099 | 3282.621 | 932.5861 | 761.6628
2024-03-01 21:00 | 1379.6677 | 2565.7457 | 3321.4225 | 7321.3278 | 3162.7616 | 5293.7506 | 3297.2302 | 836.7254 | 682.7541
2024-03-01 22:00 | 1164.3566 | 2374.4868 | 3155.1298 | 6484.8 | 2781.3058 | 4940.5838 | 3235.7776 | 808.8304 | 667.5622
2024-03-01 23:00 | 1076.0129 | 2291.0157 | 3024.2042 | 5901.2247 | 2504.1201 | 4696.4262 | 3152.77 | 756.3039 | 619.9505
2024-03-02 | 1055.6838 | 2231.8386 | 2990.4532 | 5721.028 | 2383.9279 | 4602.4293 | 3142.5016 | 749.014 | 601.6681
2024-03-02 01:00 | 1063.3618 | 2181.6112 | 2960.034 | 5696.7419 | 2333.1304 | 4517.0846 | 3147.7019 | 754.2789 | 604.7889
2024-03-02 02:00 | 1090.1674 | 2135.1013 | 2985.4789 | 5710.8506 | 2250.4202 | 4536.5597 | 3140.8604 | 752.5909 | 609.1322
2024-03-02 03:00 | 1072.3735 | 2122.8836 | 2842.1948 | 5823.601 | 2282.4299 | 4611.5525 | 3116.7314 | 749.0456 | 581.3589
2024-03-02 04:00 | 1138.9994 | 2235.0017 | 2983.6831 | 6248.1639 | 2421.8339 | 4817.0647 | 3063.0377 | 769.3974 | 590.0923
2024-03-02 05:00 | 1313.9456 | 2466.505 | 3139.1823 | 7030.4256 | 2643.07 | 5295.0748 | 3109.7924 | 831.1509 | 634.2137
2024-03-02 06:00 | 1522.2665 | 2470.3052 | 3261.1338 | 7854.0057 | 3001.8772 | 5707.192 | 3241.1797 | 871.0966 | 662.3141
2024-03-02 07:00 | 1516.4332 | 2371.9886 | 3278.3764 | 8059.7028 | 3279.685 | 5791.4073 | 3144.6833 | 825.941 | 640.4753
2024-03-02 08:00 | 1585.9495 | 2389.9973 | 3244.1569 | 8322.1417 | 3476.2522 | 6025.9717 | 3146.6161 | 827.7458 | 707.0977
2024-03-02 09:00 | 1623.3362 | 2437.3641 | 3300.2369 | 8436.8359 | 3563.2878 | 6057.0658 | 3253.1492 | 825.5314 | 679.7581
2024-03-02 10:00 | 1627.7172 | 2441.2443 | 3392.5344 | 8392.8416 | 3529.1854 | 6026.5053 | 3329.6558 | 835.6839 | 625.8897
2024-03-02 11:00 | 1621.5287 | 2392.7129 | 3357.1989 | 8300.1681 | 3517.4165 | 6089.6956 | 3382.6372 | 838.821 | 687.4922
2024-03-02 12:00 | 1603.0095 | 2430.6079 | 3364.0505 | 8118.3404 | 3477.7244 | 5956.3507 | 3363.5064 | 818.1625 | 669.7488
2024-03-02 13:00 | 1583.9178 | 2450.603 | 3361.7048 | 8110.2769 | 3487.3651 | 5917.0215 | 3382.6025 | 819.1177 | 642.8452
2024-03-02 14:00 | 1618.104 | 2442.718 | 3372.0913 | 8127.6072 | 3449.2705 | 5937.4999 | 3369.825 | 861.7614 | 665.6186
2024-03-02 15:00 | 1717.4586 | 2503.9857 | 3432.7286 | 8307.0177 | 3451.7107 | 6020.74 | 3349.2409 | 855.3585 | 683.6883
2024-03-02 16:00 | 1782.8825 | 2547.4638 | 3472.9319 | 8452.9383 | 3469.3887 | 6061.3177 | 3379.1264 | 890.4191 | 705.5234
2024-03-02 17:00 | 1860.1078 | 2685.5727 | 3462.9618 | 8380.1387 | 3463.2012 | 5970.4404 | 3344.0844 | 878.5208 | 698.5959
2024-03-02 18:00 | 1944.7026 | 2838.841 | 3648.552 | 8467.689 | 3464.675 | 6050.8558 | 3313.594 | 914.1767 | 725.8909
2024-03-02 19:00 | 1943.2385 | 2884.1471 | 3573.6681 | 8389.5996 | 3324.4896 | 5910.7716 | 3275.1045 | 945.2248 | 778.4609
2024-03-02 20:00 | 1779.8055 | 2709.6139 | 3475.9958 | 8018.7974 | 3301.4875 | 5587.5685 | 3329.9358 | 899.4826 | 806.18
2024-03-02 21:00 | 1488.2379 | 2472.699 | 3363.4575 | 7211.7023 | 2971.1457 | 5248.0012 | 3294.7639 | 814.4284 | 711.1989
2024-03-02 22:00 | 1296.4201 | 2323.5155 | 3209.8044 | 6492.8372 | 2610.4667 | 4869.4796 | 3225.3439 | 757.8523 | 654.112
2024-03-02 23:00 | 1170.3284 | 2227.4673 | 3039.6977 | 5952.7335 | 2359.8126 | 4651.8454 | 3129.014 | 713.6819 | 604.6347
2024-03-03 | 1059.1959 | 2205.5407 | 3042.9147 | 5775.2478 | 2220.0123 | 4567.645 | 3161.2137 | 712.3058 | 637.8551
2024-03-03 01:00 | 1017.9034 | 2204.1686 | 3035.6388 | 5699.2706 | 2197.7309 | 4581.829 | 3166.5511 | 714.7985 | 620.8194
2024-03-03 02:00 | 947.7775 | 2191.6316 | 2981.8857 | 5790.6205 | 2215.7418 | 4537.952 | 3113.7062 | 710.6477 | 581.484
2024-03-03 03:00 | 976.8391 | 2196.6348 | 2936.1486 | 5856.5614 | 2167.2707 | 4575.8164 | 3067.5804 | 714.9394 | 575.4745
2024-03-03 04:00 | 1034.9671 | 2282.9022 | 3017.4595 | 6390.0641 | 2345.9239 | 4800.5383 | 3002.7961 | 736.0004 | 585.507
2024-03-03 05:00 | 1305.4269 | 2450.8972 | 3189.905 | 7057.7568 | 2632.9271 | 5312.9507 | 3069.4694 | 837.6378 | 639.0197
2024-03-03 06:00 | 1543.466 | 2460.9971 | 3248.636 | 7742.8679 | 3047.3115 | 5696.5091 | 3186.0199 | 864.1897 | 667.5225
2024-03-03 07:00 | 1499.0739 | 2357.8926 | 3235.9446 | 7974.7839 | 3247.9719 | 5747.8302 | 3204.2196 | 846.9925 | 578.6614
2024-03-03 08:00 | 1508.7076 | 2475.5371 | 3227.1018 | 8296.8647 | 3416.7378 | 5879.8072 | 3259.7549 | 853.0402 | 599.4756
2024-03-03 09:00 | 1469.1757 | 2474.9632 | 3145.5786 | 8461.9861 | 3515.3087 | 5950.2429 | 3373.2567 | 849.6279 | 681.7843
2024-03-03 10:00 | 1469.2236 | 2338.3821 | 3222.8652 | 8387.1657 | 3472.8274 | 5898.504 | 3393.8987 | 850.9316 | 697.4893
2024-03-03 11:00 | 1493.9044 | 2379.4286 | 3245.4385 | 8390.5765 | 3449.2997 | 5915.6755 | 3364.2654 | 844.0713 | 688.8938
2024-03-03 12:00 | 1502.5497 | 2328.9672 | 3213.8731 | 8202.2564 | 3450.0992 | 5856.8871 | 3346.8212 | 825.7612 | 702.5556
2024-03-03 13:00 | 1497.5302 | 2330.1597 | 3193.1979 | 8159.7373 | 3372.21 | 5863.4903 | 3323.1757 | 824.9216 | 656.4605
2024-03-03 14:00 | 1515.5957 | 2278.3581 | 3172.1969 | 8107.561 | 3354.4071 | 5827.3774 | 3282.8885 | 807.6598 | 696.0766
2024-03-03 15:00 | 1615.5026 | 2382.9208 | 3269.8583 | 8268.5577 | 3353.1555 | 5870.9385 | 3281.0491 | 840.742 | 873.5119
2024-03-03 16:00 | 1573.8065 | 2483.38 | 3310.283 | 8389.853 | 3340.4463 | 6045.6014 | 3265.3053 | 864.6911 | 823.76
2024-03-03 17:00 | 1650.4887 | 2653.5537 | 3404.7615 | 8474.7307 | 3265.8345 | 6063.918 | 3272.5789 | 878.873 | 834.7349
2024-03-03 18:00 | 1708.555 | 2894.3543 | 3442.2427 | 8589.7284 | 3433.0902 | 6254.4776 | 3264.1345 | 911.3615 | 897.3213
2024-03-03 19:00 | 1694.5586 | 2983.3742 | 3485.9115 | 8417.9636 | 3457.4944 | 5733.4207 | 3201.4574 | 949.9333 | 930.8653
2024-03-03 20:00 | 1533.6211 | 2779.0468 | 3398.1122 | 7957.2481 | 3500.9073 | 5739.517 | 2912.9342 | 891.6656 | 866.0003
2024-03-03 21:00 | 1363.5572 | 2537.4649 | 3246.5708 | 7146.3842 | 3176.4836 | 5315.1535 | 3014.0276 | 807.1963 | 829.5856
2024-03-03 22:00 | 1247.3502 | 2211.799 | 3115.5019 | 6380.8569 | 2816.6754 | 4912.8877 | 3011.8003 | 753.3393 | 793.6401
2024-03-03 23:00 | 1081.7014 | 2226.3638 | 2970.9172 | 5747.5963 | 2558.8463 | 4651.626 | 2975.3656 | 703.9221 | 774.8269
2024-03-04 | 981.7285 | 2202.6729 | 2954.3643 | 5527.222 | 2460.3768 | 4571.0214 | 3002.5036 | 687.5907 | 777.1631
2024-03-04 01:00 | 941.8195 | 2144.3393 | 2951.7342 | 5575.3314 | 2385.7923 | 4542.0682 | 3019.6579 | 689.0004 | 783.4132
2024-03-04 02:00 | 911.8565 | 2220.0093 | 2923.8805 | 5546.4447 | 2345.7967 | 4493.8404 | 2990.9639 | 678.8993 | 758.2679
2024-03-04 03:00 | 912.9883 | 2210.6345 | 2890.7535 | 5711.2372 | 2321.2149 | 4521.4943 | 2891.7661 | 675.4077 | 738.8215
2024-03-04 04:00 | 1013.683 | 2310.1692 | 2867.8964 | 6245.6662 | 2511.607 | 4763.2688 | 2866.7725 | 701.4331 | 741.5124
2024-03-04 05:00 | 1254.8814 | 2490.8648 | 3114.7956 | 6953.4895 | 2792.9048 | 5296.2461 | 2957.0275 | 793.2034 | 814.1597
2024-03-04 06:00 | 1503.458 | 2519.4684 | 3273.2617 | 7715.6743 | 3135.528 | 5618.8799 | 3079.1969 | 846.1901 | 841.3298
2024-03-04 07:00 | 1460.6924 | 2468.1501 | 3229.4232 | 7961.9357 | 3311.8611 | 5756.941 | 3125.0001 | 839.5584 | 780.9622
2024-03-04 08:00 | 1493.9886 | 2487.9816 | 3277.3683 | 8209.1556 | 3460.4113 | 5949.9972 | 3145.916 | 864.3104 | 803.9287
2024-03-04 09:00 | 1487.7015 | 2584.7374 | 3314.8222 | 8326.6981 | 3522.9774 | 5975.1512 | 3252.2329 | 861.8862 | 728.129
2024-03-04 10:00 | 1469.3705 | 2565.8246 | 3376.1936 | 8384.6939 | 3456.5997 | 5869.2793 | 3274.2998 | 855.5055 | 679.9808
2024-03-04 11:00 | 1462.0643 | 2513.7502 | 3327.5657 | 8355.8917 | 3336.8713 | 5836.2822 | 3208.9373 | 832.2903 | 757.7065
2024-03-04 12:00 | 1446.5729 | 2538.1119 | 3282.8714 | 8220.5678 | 3257.4456 | 5798.3843 | 3230.9301 | 832.3529 | 742.8942
2024-03-04 13:00 | 1467.2049 | 2486.8569 | 3332.5178 | 8110.8896 | 3192.3108 | 5756.8506 | 3195.9017 | 844.5538 | 785.9864
2024-03-04 14:00 | 1500.9962 | 2506.8715 | 3296.6443 | 8029.8924 | 3090.7798 | 5756.0578 | 3208.0308 | 834.8427 | 788.731
2024-03-04 15:00 | 1569.2643 | 2546.1101 | 3359.7327 | 8263.8717 | 3155.1833 | 5865.8703 | 3207.4257 | 859.9615 | 697.6798
2024-03-04 16:00 | 1637.8296 | 2650.1602 | 3429.2774 | 8411.7298 | 3141.8606 | 5849.537 | 3170.3888 | 885.7734 | 806.363
2024-03-04 17:00 | 1692.2177 | 2700.5487 | 3466.3914 | 8306.2707 | 3088.3231 | 5857.2397 | 3163.3165 | 870.8304 | 921.2783
2024-03-04 18:00 | 1760.2037 | 2901.2211 | 3538.4162 | 8638.8051 | 3213.6432 | 6020.0685 | 3038.0489 | 864.5003 | 938.4584
2024-03-04 19:00 | 1809.7702 | 2934.9532 | 3369.7957 | 8573.6365 | 3253.3464 | 5844.3328 | 2996.6697 | 859.217 | 888.2361
2024-03-04 20:00 | 1651.8012 | 2726.2864 | 3296.471 | 8194.1469 | 3165.2552 | 5496.8934 | 3110.0952 | 806.4318 | 905.3581
2024-03-04 21:00 | 1447.9816 | 2525.0193 | 3161.4044 | 7545.1921 | 2874.4739 | 5151.495 | 3158.5655 | 769.0688 | 849.0057
2024-03-04 22:00 | 1242.0474 | 2411.6172 | 3091.913 | 6673.604 | 2595.4566 | 4855.5206 | 3052.1029 | 730.3054 | 842.1646
2024-03-04 23:00 | 1099.0367 | 2287.1601 | 2975.3722 | 6065.9321 | 2412.3291 | 4633.0602 | 2978.6508 | 689.0951 | 790.9132
2024-03-05 | 999.0307 | 2254.1758 | 2924.3372 | 5814.901 | 2339.7483 | 4600.407 | 3018.177 | 677.0997 | 785.0546
2024-03-05 01:00 | 960.9794 | 2352.5746 | 2842.5315 | 5764.6748 | 2290.4944 | 4537.511 | 3004.651 | 676.5049 | 755.6059
2024-03-05 02:00 | 921.8727 | 2299.2835 | 2846.8278 | 5735.102 | 2283.9764 | 4508.5126 | 2965.5383 | 681.1363 | 756.6414
2024-03-05 03:00 | 898.7559 | 2324.5098 | 2808.9016 | 5780.36 | 2290.0465 | 4448.6073 | 2944.7238 | 678.0653 | 766.8058
2024-03-05 04:00 | 967.6082 | 2399.6833 | 2912.3436 | 6089.1719 | 2393.8111 | 4644.7263 | 3039.7596 | 695.4786 | 789.4241
2024-03-05 05:00 | 1104.7254 | 2533.9854 | 3065.5995 | 6657.4654 | 2561.0216 | 5019.602 | 3198.6089 | 745.7795 | 811.4016
2024-03-05 06:00 | 1265.1695 | 2533.3477 | 3061.9919 | 7164.4769 | 2711.6716 | 5287.7252 | 3173.7818 | 776.9075 | 819.6967
2024-03-05 07:00 | 1345.3575 | 2476.6067 | 3042.5028 | 7420.6967 | 2791.1492 | 5391.7574 | 3018.5378 | 781.0017 | 780.7041
2024-03-05 08:00 | 1439.2819 | 2612.0557 | 3134.272 | 7969.183 | 3044.2223 | 5659.7141 | 3141.4776 | 810.6764 | 827.6594
2024-03-05 09:00 | 1457.4842 | 2681.8026 | 3148.8839 | 8180.0302 | 3123.2967 | 5856.2626 | 3217.1375 | 841.6833 | 719.6596
2024-03-05 10:00 | 1400.4742 | 2670.6402 | 3211.7837 | 8092.4218 | 3054.1451 | 5793.0904 | 3261.2262 | 846.017 | 704.0258
2024-03-05 11:00 | 1345.7323 | 2645.2165 | 3208.8817 | 7861.8875 | 2959.2155 | 5641.6134 | 3258.3894 | 838.0316 | 738.34
2024-03-05 12:00 | 1321.3731 | 2650.0166 | 3188.7313 | 7770.528 | 2908.7912 | 5554.3305 | 3292.5879 | 846.7706 | 716.0044
2024-03-05 13:00 | 1308.6696 | 2677.5232 | 3212.4469 | 7654.5141 | 2869.3938 | 5609.5903 | 3301.3713 | 827.1018 | 687.573
2024-03-05 14:00 | 1275.952 | 2675.4861 | 3209.8854 | 7565.0892 | 2764.1645 | 5542.6621 | 3239.47 | 813.2589 | 695.1018
2024-03-05 15:00 | 1300.3864 | 2619.4778 | 3285.3068 | 7596.0582 | 2794.5382 | 5627.8473 | 3287.0547 | 812.1126 | 718.1674
2024-03-05 16:00 | 1396.6985 | 2608.212 | 3247.4134 | 7663.2205 | 2796.9383 | 5692.8451 | 3217.067 | 823.6782 | 780.5886
2024-03-05 17:00 | 1502.4981 | 2693.6993 | 3237.2487 | 7683.826 | 2809.6122 | 5721.7167 | 3164.8914 | 806.0053 | 850.2316
2024-03-05 18:00 | 1657.3915 | 2897.1019 | 3304.2896 | 7955.5259 | 2954.6214 | 5929.6556 | 3158.651 | 863.2535 | 899.5646
2024-03-05 19:00 | 1672.616 | 2920.8888 | 3310.7417 | 7977.3921 | 3091.1011 | 5686.6365 | 3165.2444 | 891.7673 | 869.7235
2024-03-05 20:00 | 1497.1549 | 2768.8028 | 3294.3596 | 7682.9247 | 3068.7788 | 5390.5474 | 3230.0553 | 854.2214 | 886.0465
2024-03-05 21:00 | 1254.175 | 2546.7926 | 3112.0893 | 7021.8766 | 2814.2644 | 5012.8955 | 3148.0934 | 787.5033 | 862.8309
2024-03-05 22:00 | 1032.9219 | 2412.0585 | 2957.0475 | 6319.0853 | 2612.7135 | 4675.2874 | 3044.3192 | 730.0667 | 810.737
2024-03-05 23:00 | 908.3345 | 2256.118 | 2805.0239 | 5832.8038 | 2352.4638 | 4475.7045 | 2936.2283 | 693.7965 | 766.3336
2024-03-06 | 875.7518 | 2174.9244 | 2681.7572 | 5531.2124 | 2295.671 | 4421.1244 | 2841.5046 | 680.5474 | 785.4697
2024-03-06 01:00 | 866.1193 | 2195.1406 | 2716.5813 | 5435.2255 | 2259.649 | 4393.3098 | 2892.3765 | 665.3595 | 767.4536
2024-03-06 02:00 | 882.3388 | 2214.5205 | 2706.8195 | 5383.898 | 2177.3767 | 4242.3907 | 2883.1471 | 646.8101 | 758.0568
2024-03-06 03:00 | 874.6099 | 2227.6851 | 2740.6311 | 5378.6574 | 2162.8848 | 4272.3012 | 2869.8703 | 649.9385 | 760.3115
2024-03-06 04:00 | 904.9323 | 2291.1405 | 2817.4934 | 5731.7106 | 2237.1906 | 4513.2443 | 2912.3707 | 666.712 | 812.6883
2024-03-06 05:00 | 989.7635 | 2420.6899 | 2984.6643 | 6298.716 | 2414.4741 | 4920.9375 | 3070.0144 | 715.5087 | 806.1479
2024-03-06 06:00 | 1159.7371 | 2444.4582 | 2938.4156 | 6660.9611 | 2562.7194 | 5096.2374 | 3023.6306 | 735.5164 | 807.5091
2024-03-06 07:00 | 1262.9756 | 2408.7111 | 2880.3549 | 6939.3919 | 2672.7519 | 5119.4236 | 2864.825 | 727.9125 | 745.447
2024-03-06 08:00 | 1359.333 | 2507.2451 | 3020.0007 | 7429.3511 | 2841.4456 | 5258.7195 | 2923.6934 | 756.3521 | 766.1898
2024-03-06 09:00 | 1367.3384 | 2592.1707 | 3114.9702 | 7642.6208 | 3020.4688 | 5372.1191 | 2992.1706 | 781.4757 | 674.1952
2024-03-06 10:00 | 1332.9294 | 2586.9786 | 3072.5701 | 7571.4673 | 3050.0432 | 5355.1798 | 3024.9981 | 776.132 | 603.754
2024-03-06 11:00 | 1341.2726 | 2512.3943 | 3084.8632 | 7497.2475 | 3046.0787 | 5314.2246 | 2999.5061 | 758.0579 | 639.5013
2024-03-06 12:00 | 1320.3741 | 2512.6889 | 3113.1387 | 7453.3419 | 2974.2481 | 5285.8911 | 3025.8528 | 761.1353 | 614.0876
2024-03-06 13:00 | 1315.8623 | 2501.3008 | 3137.6514 | 7448.8041 | 2884.5187 | 5262.7766 | 3101.912 | 754.944 | 647.5155
2024-03-06 14:00 | 1312.5499 | 2501.0652 | 3085.035 | 7367.7003 | 2770.3034 | 5255.9545 | 3064.367 | 744.7898 | 600.4745
2024-03-06 15:00 | 1376.3696 | 2529.8001 | 3054.3619 | 7473.6959 | 2730.6318 | 5357.228 | 3157.0807 | 744.0779 | 579.718
2024-03-06 16:00 | 1423.3882 | 2596.8258 | 3152.2257 | 7370.2304 | 2775.2822 | 5450.7025 | 3076.5344 | 764.5571 | 735.4811
2024-03-06 17:00 | 1528.7579 | 2699.0206 | 3230.4227 | 7455.0581 | 2764.037 | 5646.7628 | 3100.4765 | 788.5212 | 805.9958
2024-03-06 18:00 | 1684.3837 | 2892.5787 | 3359.2751 | 7747.9822 | 2991.7927 | 5901.0007 | 3228.2756 | 835.086 | 862.7975
2024-03-06 19:00 | 1681.6399 | 2846.7241 | 3273.5087 | 7864.5718 | 3066.8438 | 5742.9996 | 3217.6045 | 882.725 | 868.6436
2024-03-06 20:00 | 1496.6049 | 2719.6171 | 3252.3437 | 7525.3859 | 3181.965 | 5462.9555 | 3248.8441 | 854.3086 | 880.1837
2024-03-06 21:00 | 1266.7599 | 2529.9394 | 3155.4501 | 6862.3916 | 2869.1009 | 5074.8325 | 3256.0043 | 792.176 | 862.2762
2024-03-06 22:00 | 1094.1074 | 2363.1014 | 2933.1812 | 6089.9655 | 2529.4417 | 4724.7456 | 3199.7104 | 720.935 | 833.0125
2024-03-06 23:00 | 996.9595 | 2236.625 | 2856.6734 | 5568.0201 | 2281.3893 | 4499.5256 | 3105.3179 | 682.6535 | 790.2477
2024-03-07 | 957.0929 | 2205.014 | 2837.8542 | 5391.091 | 2204.526 | 4399.758 | 3069.7426 | 673.7511 | 800.7944
2024-03-07 01:00 | 917.5604 | 2236.3854 | 2830.1474 | 5318.777 | 2137.4382 | 4340.9768 | 3146.7636 | 676.174 | 774.4507
2024-03-07 02:00 | 907.8424 | 2204.7114 | 2820.433 | 5370.7274 | 2128.0999 | 4356.8682 | 3136.8592 | 675.4448 | 784.9441
2024-03-07 03:00 | 905.6409 | 2234.2708 | 2790.9946 | 5558.7879 | 2158.1166 | 4439.0214 | 3050.9945 | 682.6195 | 770.1984
2024-03-07 04:00 | 989.6969 | 2317.2479 | 2871.0305 | 6153.1167 | 2313.8255 | 4739.0907 | 3046.0116 | 705.9705 | 757.555
2024-03-07 05:00 | 1240.4493 | 2526.3001 | 3069.9675 | 6842.4183 | 2624.896 | 5216.8218 | 3123.5474 | 788.177 | 782.7211
2024-03-07 06:00 | 1536.0585 | 2551.7363 | 3076.54 | 7725.0049 | 3033.2612 | 5656.3517 | 3262.7707 | 848.1088 | 855.2775
2024-03-07 07:00 | 1470.8025 | 2524.3968 | 3147.4358 | 7995.3605 | 3162.0035 | 5781.2794 | 3229.8379 | 818.9532 | 766.5116
2024-03-07 08:00 | 1518.4243 | 2605.4627 | 3232.0276 | 8300.9475 | 3300.3294 | 6036.1054 | 3288.8384 | 828.3027 | 781.0005
2024-03-07 09:00 | 1558.422 | 2653.3631 | 3311.0156 | 8445.8293 | 3457.5396 | 6083.1842 | 3311.6844 | 830.8034 | 668.5262
2024-03-07 10:00 | 1588.9905 | 2653.0863 | 3335.7371 | 8468.7344 | 3456.9837 | 6040.4531 | 3385.1755 | 826.9231 | 610.6199
2024-03-07 11:00 | 1548.4186 | 2700.5652 | 3323.5647 | 8356.6289 | 3464.1108 | 6012.9549 | 3453.4392 | 829.8324 | 642.6872
2024-03-07 12:00 | 1547.9484 | 2656.017 | 3253.3764 | 8220.2628 | 3417.9231 | 5878.6709 | 3397.6435 | 797.6369 | 639.767
2024-03-07 13:00 | 1560.3801 | 2594.3481 | 3314.0386 | 8246.9665 | 3384.3385 | 5940.4074 | 3322.5844 | 798.5139 | 655.0987
2024-03-07 14:00 | 1560.6268 | 2572.8243 | 3293.1422 | 8203.765 | 3337.822 | 5969.7798 | 3327.4318 | 800.0375 | 639.5209
2024-03-07 15:00 | 1627.4641 | 2654.7118 | 3390.8667 | 8361.8926 | 3323.4117 | 6097.6094 | 3403.3225 | 828.3136 | 680.8288
2024-03-07 16:00 | 1627.7998 | 2673.0048 | 3405.695 | 8469.8311 | 3303.6538 | 6140.7535 | 3421.0002 | 838.8991 | 831.9107
2024-03-07 17:00 | 1705.2367 | 2711.9712 | 3463.5538 | 8490.9886 | 3301.9888 | 6134.1312 | 3393.9438 | 851.2123 | 835.8019
2024-03-07 18:00 | 1827.0618 | 2989.4736 | 3630.6795 | 8677.8787 | 3399.6035 | 6223.7749 | 3378.2256 | 874.4494 | 892.0061
2024-03-07 19:00 | 1885.4976 | 2997.1985 | 3560.6843 | 8476.8535 | 3368.0588 | 6051.4384 | 3292.6858 | 906.4992 | 894.8039
2024-03-07 20:00 | 1725.6414 | 2826.7555 | 3471.4991 | 8055.636 | 3336.5396 | 5648.6192 | 3329.6147 | 862.2349 | 918.8741
2024-03-07 21:00 | 1495.3729 | 2606.3437 | 3283.2443 | 7298.0977 | 2928.3887 | 5248.4792 | 3311.3832 | 784.0214 | 871.1896
2024-03-07 22:00 | 1241.4473 | 2441.4893 | 3150.8624 | 6466.9924 | 2539.4147 | 4878.0607 | 3181.1129 | 707.6922 | 846.0939
2024-03-07 23:00 | 1117.8259 | 2337.3685 | 3036.2939 | 5901.8625 | 2278.3299 | 4687.047 | 3134.4961 | 671.6553 | 815.1872
2024-03-08 | 1043.6213 | 2292.3248 | 2976.2149 | 5691.8556 | 2234.0399 | 4590.4943 | 3100.6073 | 672.8684 | 811.5771
2024-03-08 01:00 | 1022.3675 | 2278.1453 | 2955.7341 | 5638.4266 | 2139.5063 | 4566.0168 | 3102.3936 | 672.8346 | 781.1644
2024-03-08 02:00 | 1000.5541 | 2252.3325 | 2866.8754 | 5586.4569 | 2117.7074 | 4560.0777 | 3096.8002 | 671.1249 | 775.6349
2024-03-08 03:00 | 1010.9451 | 2231.3987 | 2815.7092 | 5758.094 | 2155.967 | 4632.84 | 3046.378 | 670.6159 | 795.2398
2024-03-08 04:00 | 1069.7502 | 2319.1523 | 2869.0384 | 6165.8863 | 2354.5451 | 4811.6217 | 2998.5655 | 688.5432 | 797.3669
2024-03-08 05:00 | 1314.19 | 2553.2211 | 3064.9573 | 6996.634 | 2640.2523 | 5304.0782 | 3071.9934 | 781.8528 | 839.6669
2024-03-08 06:00 | 1576.6357 | 2570.3913 | 3164.3809 | 7795.2817 | 3013.5965 | 5646.197 | 3246.1266 | 823.2965 | 874.1237
2024-03-08 07:00 | 1543.1048 | 2416.6987 | 3142.8212 | 8095.7164 | 3189.2407 | 5729.3612 | 3216.3674 | 802.0862 | 797.7442
2024-03-08 08:00 | 1573.9282 | 2436.5681 | 3216.7826 | 8304.7018 | 3408.7773 | 5885.7373 | 3241.439 | 817.9836 | 792.8951
2024-03-08 09:00 | 1586.8824 | 2514.1788 | 3245.83 | 8354.022 | 3491.6376 | 5924.6958 | 3288.3387 | 833.6271 | 653.6453
2024-03-08 10:00 | 1578.4445 | 2510.4541 | 3286.2575 | 8369.0692 | 3402.4538 | 5901.0256 | 3372.143 | 850.126 | 573.9874
2024-03-08 11:00 | 1550.2717 | 2493.368 | 3342.7212 | 8339.3684 | 3422.9984 | 5820.4812 | 3354.5593 | 844.3089 | 620.3399
2024-03-08 12:00 | 1546.331 | 2481.2043 | 3399.5837 | 8255.9471 | 3347.3681 | 5722.2569 | 3295.4712 | 850.6596 | 655.6743
2024-03-08 13:00 | 1554.6569 | 2501.6523 | 3360.0249 | 8294.461 | 3349.3493 | 5674.695 | 3267.0061 | 831.0421 | 664.771
2024-03-08 14:00 | 1577.1259 | 2473.2655 | 3371.9118 | 8236.5897 | 3374.3286 | 5747.4753 | 3186.341 | 835.0953 | 667.291
2024-03-08 15:00 | 1613.0001 | 2520.061 | 3407.0562 | 8452.5402 | 3430.8584 | 5866.5814 | 3191.4614 | 832.069 | 725.9014
2024-03-08 16:00 | 1669.5299 | 2575.3001 | 3473.119 | 8495.8581 | 3428.2368 | 5909.6492 | 3234.5398 | 833.0263 | 829.0664
2024-03-08 17:00 | 1738.1457 | 2659.6119 | 3501.9254 | 8393.5337 | 3379.4104 | 5918.0059 | 3224.9626 | 842.6953 | 902.5909
2024-03-08 18:00 | 1887.6153 | 2872.285 | 3649.4347 | 8619.0102 | 3460.4885 | 6196.319 | 3173.8691 | 880.9531 | 929.557
2024-03-08 19:00 | 1872.3576 | 2872.5332 | 3571.2486 | 8492.7852 | 3439.4964 | 6002.8005 | 3158.6803 | 923.6983 | 927.0203
2024-03-08 20:00 | 1696.8685 | 2708.9513 | 3522.5719 | 7944.9111 | 3391.0403 | 5675.2697 | 3178.8848 | 864.0905 | 924.9452
2024-03-08 21:00 | 1435.1913 | 2490.6594 | 3383.8662 | 7159.6897 | 3037.4867 | 5289.038 | 3179.1581 | 795.6403 | 906.0673
2024-03-08 22:00 | 1226.2993 | 2341.2845 | 3232.4414 | 6348.6709 | 2687.1509 | 4941.4958 | 3060.1805 | 743.6834 | 877.7213
2024-03-08 23:00 | 1090.7573 | 2248.1318 | 3053.2199 | 5871.4503 | 2419.7398 | 4747.0588 | 3014.0261 | 694.5198 | 821.0564
2024-03-09 | 1034.1857 | 2200.2002 | 3043.4092 | 5653.9269 | 2305.8992 | 4572.1877 | 3037.9599 | 674.7693 | 791.6996
2024-03-09 01:00 | 985.367 | 2195.0852 | 2987.1663 | 5550.6711 | 2255.9248 | 4527.8058 | 3042.8 | 665.5476 | 812.5905
2024-03-09 02:00 | 969.0867 | 2179.4271 | 2977.463 | 5537.7103 | 2220.4405 | 4535.8725 | 3002.1988 | 666.7887 | 823.3195
2024-03-09 03:00 | 978.3912 | 2154.2845 | 2919.8381 | 5719.1929 | 2223.089 | 4584.0208 | 2971.527 | 672.7416 | 788.608
2024-03-09 04:00 | 1052.5339 | 2281.0199 | 2988.7589 | 6230.8689 | 2358.9791 | 4857.1157 | 2971.2153 | 704.3711 | 814.0002
2024-03-09 05:00 | 1285.9031 | 2470.2563 | 3117.1396 | 7059.1852 | 2704.022 | 5307.6775 | 3020.689 | 808.1274 | 807.1878
2024-03-09 06:00 | 1528.965 | 2451.3862 | 3195.5057 | 7746.1843 | 3103.5459 | 5653.9748 | 3142.859 | 832.7633 | 880.9815
2024-03-09 07:00 | 1495.4912 | 2409.4821 | 3273.8495 | 7911.1247 | 3264.0999 | 5755.4815 | 3108.5531 | 810.7459 | 786.6388
2024-03-09 08:00 | 1554.1535 | 2463.7282 | 3278.8717 | 8178.449 | 3411.0611 | 5978.2167 | 3176.3461 | 817.9095 | 811.6129
2024-03-09 09:00 | 1551.6095 | 2500.91 | 3276.9448 | 8264.7308 | 3487.7524 | 6153.0247 | 3197.5295 | 830.9465 | 724.4565
2024-03-09 10:00 | 1554.6648 | 2482.7173 | 3374.1532 | 8369.4614 | 3458.9866 | 6145.4053 | 3229.9196 | 843.4217 | 635.5971
2024-03-09 11:00 | 1536.9526 | 2456.6006 | 3346.5865 | 8292.3624 | 3369.2736 | 6118.3129 | 3281.8902 | 846.6603 | 748.5027
2024-03-09 12:00 | 1542.8253 | 2447.0993 | 3323.6598 | 8109.467 | 3323.0406 | 5996.9773 | 3258.9925 | 852.9969 | 760.6802
2024-03-09 13:00 | 1538.4731 | 2432.7956 | 3336.8058 | 8107.5419 | 3312.4837 | 5966.0479 | 3278.9627 | 838.12 | 719.4741
2024-03-09 14:00 | 1565.625 | 2481.5083 | 3355.4836 | 8085.7144 | 3306.7587 | 5915.2606 | 3223.2614 | 836.9929 | 662.6711
2024-03-09 15:00 | 1674.5629 | 2502.8133 | 3329.1511 | 8252.334 | 3336.7523 | 6035.1664 | 3216.1527 | 864.2267 | 784.4101
2024-03-09 16:00 | 1820.8239 | 2569.1286 | 3353.4087 | 8340.1945 | 3359.3372 | 6049.5619 | 3212.6382 | 880.3349 | 834.3886
2024-03-09 17:00 | 1840.0811 | 2642.9344 | 3392.8319 | 8411.8572 | 3320.4971 | 6026.1726 | 3239.0521 | 892.7826 | 838.6851
2024-03-09 18:00 | 1820.3779 | 2813.9994 | 3572.0498 | 8667.4293 | 3460.342 | 6167.6012 | 3218.9386 | 909.9064 | 820.0985
2024-03-09 19:00 | 1717.1171 | 2903.0288 | 3580.9504 | 8444.7499 | 3406.73 | 6029.085 | 3153.0221 | 923.2952 | 723.1281
2024-03-09 20:00 | 1500.4703 | 2764.4921 | 3530.1445 | 7961.4828 | 3340.6868 | 5651.1917 | 3136.4458 | 877.1892 | 723.1845
2024-03-09 21:00 | 1299.4503 | 2559.1004 | 3438.3764 | 7275.0212 | 2907.3323 | 5321.5981 | 3132.8052 | 823.3268 | 648.4207
2024-03-09 22:00 | 1101.7227 | 2406.5261 | 3244.4935 | 6518.9509 | 2584.97 | 4995.9548 | 3078.7325 | 779.5478 | 607.9138
2024-03-09 23:00 | 1009.2761 | 2319.3447 | 3077.4392 | 5991.3398 | 2304.431 | 4741.0451 | 3011.0267 | 745.6866 | 640.7314
2024-03-10 | 926.26 | 2309.2844 | 3093.7767 | 5824.3037 | 2253.5698 | 4663.8575 | 2983.2633 | 734.9433 | 638.7942
2024-03-10 01:00 | 892.5958 | 2290.7854 | 3060.2636 | 5753.5813 | 2210.8925 | 4614.0701 | 3027.2096 | 730.8848 | 636.6889
2024-03-10 02:00 | 904.9156 | 2292.5603 | 3101.8436 | 5752.1872 | 2123.7784 | 4627.1526 | 2998.3435 | 720.0078 | 641.6801
2024-03-10 03:00 | 902.9268 | 2261.9185 | 2988.6732 | 5923.2585 | 2128.3422 | 4691.8015 | 2947.863 | 717.9348 | 604.1764
2024-03-10 04:00 | 992.0933 | 2343.156 | 3030.8842 | 6459.9479 | 2280.9916 | 4982.4232 | 3010.5651 | 745.2385 | 640.9102
2024-03-10 05:00 | 1237.5996 | 2533.5603 | 3225.002 | 7249.0793 | 2623.7286 | 5438.526 | 3096.4679 | 830.1012 | 655.0501
2024-03-10 06:00 | 1608.2071 | 2563.5737 | 3250.7532 | 7919.1488 | 3020.835 | 5731.4283 | 3145.9408 | 864.4106 | 634.488
2024-03-10 07:00 | 1636.0112 | 2472.0534 | 3133.3979 | 8066.0218 | 3282.0303 | 5763.7664 | 3114.7922 | 835.2284 | 577.9015
2024-03-10 08:00 | 1665.8798 | 2492.9692 | 3163.3417 | 8298.6892 | 3414.6397 | 5888.4111 | 3142.5917 | 845.7154 | 690.2334
2024-03-10 09:00 | 1710.8382 | 2568.041 | 3239.495 | 8366.4617 | 3396.776 | 5959.7246 | 3238.9536 | 874.8835 | 702.8784
2024-03-10 10:00 | 1694.5145 | 2411.2851 | 3260.3658 | 8452.0526 | 3301.4253 | 5969.3492 | 3275.7902 | 896.2801 | 677.493
2024-03-10 11:00 | 1638.0257 | 2438.9774 | 3255.4348 | 8355.116 | 3344.0855 | 5886.5578 | 3231.3537 | 843.9685 | 675.6547
2024-03-10 12:00 | 1602.4093 | 2441.3095 | 3320.4596 | 8311.3928 | 3255.0426 | 5935.5326 | 3270.9227 | 858.0219 | 624.543
2024-03-10 13:00 | 1564.0788 | 2412.5078 | 3337.4545 | 8335.933 | 3156.4728 | 5964.2057 | 3290.445 | 852.7273 | 693.4585
2024-03-10 14:00 | 1549.1951 | 2446.9196 | 3320.8165 | 8363.0704 | 3201.5886 | 5938.8381 | 3153.2259 | 845.1672 | 699.4373
2024-03-10 15:00 | 1591.0743 | 2485.4646 | 3398.0091 | 8497.5918 | 3291.4435 | 6088.3833 | 3150.5418 | 859.7435 | 760.6222
2024-03-10 16:00 | 1616.3891 | 2587.5633 | 3368.6828 | 8715.1925 | 3269.197 | 6194.5445 | 3217.14 | 898.3658 | 705.2668
2024-03-10 17:00 | 1652.8183 | 2645.066 | 3599.8325 | 8704.702 | 3244.8397 | 6158.3196 | 3182.3369 | 895.5862 | 704.5675
2024-03-10 18:00 | 1727.7495 | 2840.6654 | 3824.3504 | 9118.6433 | 3329.0276 | 6197.6897 | 3158.8317 | 927.4291 | 706.1999
2024-03-10 19:00 | 1693.3934 | 2910.7981 | 3682.6294 | 8817.8214 | 3384.181 | 5934.2454 | 3153.9405 | 973.9597 | 711.4203
2024-03-10 20:00 | 1585.9363 | 2747.9566 | 3570.7931 | 8338.0212 | 3344.3744 | 5614.2675 | 3247.1198 | 928.9575 | 694.4648
2024-03-10 21:00 | 1459.5922 | 2491.5537 | 3464.5338 | 7542.1287 | 3035.3938 | 5170.6857 | 3262.4379 | 836.4882 | 696.2686
2024-03-10 22:00 | 1254.3165 | 2382.0253 | 3297.7269 | 6660.3536 | 2690.2896 | 4846.2427 | 3186.0852 | 785.1074 | 649.4425
2024-03-10 23:00 | 1115.5508 | 2279.1076 | 3159.274 | 6157.9736 | 2434.9162 | 4605.255 | 3110.2816 | 743.8578 | 656.1168
2024-03-11 | 1077.8109 | 2225.2531 | 3124.6645 | 5903.7287 | 2297.0094 | 4592.6397 | 3109.3069 | 723.2123 | 621.0335
2024-03-11 01:00 | 1113.893 | 2255.9418 | 3085.9162 | 5793.6773 | 2230.4699 | 4517.606 | 3028.8968 | 714.1958 | 620.7751
2024-03-11 02:00 | 1098.2444 | 2277.8889 | 3083.2901 | 5812.6137 | 2249.7125 | 4484.0268 | 2995.0104 | 701.7623 | 595.6763
2024-03-11 03:00 | 1077.3848 | 2276.4307 | 3004.4525 | 6104.1321 | 2241.0025 | 4616.6181 | 3007.4815 | 714.6783 | 537.5031
2024-03-11 04:00 | 1070.2556 | 2370.6665 | 3059.4989 | 6643.6206 | 2338.1356 | 4908.6841 | 3034.3954 | 756.5376 | 564.7168
2024-03-11 05:00 | 1287.8778 | 2513.4455 | 3208.9907 | 7431.51 | 2639.0231 | 5411.5908 | 3192.4268 | 850.0558 | 633.6109
2024-03-11 06:00 | 1599.6556 | 2585.4838 | 3290.5763 | 8183.8681 | 2957.7911 | 5787.0455 | 3262.2716 | 880.1728 | 669.4906
2024-03-11 07:00 | 1574.4242 | 2537.876 | 3320.6905 | 8517.1964 | 3134.1605 | 5853.0018 | 3291.5084 | 854.1668 | 665.2399
2024-03-11 08:00 | 1584.5811 | 2551.298 | 3465.577 | 8772.6571 | 3349.6839 | 6081.2675 | 3331.8644 | 864.5875 | 695.345
2024-03-11 09:00 | 1606.7367 | 2635.5935 | 3476.4417 | 8829.4896 | 3404.6 | 6232.4539 | 3397.9506 | 865.5576 | 752.6836
2024-03-11 10:00 | 1613.3977 | 2643.0461 | 3453.5964 | 8803.3604 | 3427.3053 | 6127.9002 | 3501.8201 | 864.7803 | 764.4905
2024-03-11 11:00 | 1624.2802 | 2517.8383 | 3556.2741 | 8713.9389 | 3429.3728 | 6110.8834 | 3573.4838 | 865.2695 | 721.5541
2024-03-11 12:00 | 1617.6816 | 2550.6421 | 3516.2603 | 8468.7762 | 3462.0673 | 6094.0732 | 3534.1049 | 845.4754 | 698.2165
2024-03-11 13:00 | 1592.1003 | 2614.7507 | 3537.8451 | 8249.3816 | 3455.3158 | 6038.3553 | 3503.2684 | 847.0084 | 735.4563
2024-03-11 14:00 | 1606.9991 | 2675.5892 | 3548.1739 | 8102.0709 | 3473.4493 | 6065.9976 | 3452.9406 | 842.6214 | 728.618
2024-03-11 15:00 | 1635.4875 | 2778.0059 | 3582.6403 | 8240.7578 | 3464.0445 | 6175.6571 | 3430.4231 | 833.907 | 761.5638
2024-03-11 16:00 | 1696.022 | 2835.0303 | 3591.7261 | 8315.2764 | 3323.8799 | 6230.1978 | 3423.5338 | 880.6129 | 720.5686
2024-03-11 17:00 | 1735.6322 | 2856.4393 | 3641.9708 | 8364.0291 | 3172.5674 | 6192.5311 | 3353.411 | 870.7417 | 756.8088
2024-03-11 18:00 | 1824.7258 | 3027.537 | 3849.7661 | 8578.9815 | 3170.3279 | 6260.8708 | 3321.1924 | 904.7217 | 718.0325
2024-03-11 19:00 | 1827.1541 | 2989.0341 | 3772.3996 | 8496.2514 | 3148.9125 | 5976.6947 | 3256.7265 | 927.7025 | 712.6394
2024-03-11 20:00 | 1627.3886 | 2808.4271 | 3647.8734 | 8131.1529 | 3159.6615 | 5631.9908 | 3276.8077 | 879.8846 | 721.2
2024-03-11 21:00 | 1404.0176 | 2581.2216 | 3459.4119 | 7462.7878 | 2914.2695 | 5221.8546 | 3286.2092 | 802.1974 | 740.9936
2024-03-11 22:00 | 1211.4076 | 2431.8369 | 3299.9991 | 6727.9146 | 2646.5242 | 4817.6165 | 3212.6366 | 765.9164 | 714.7186
2024-03-11 23:00 | 1095.5525 | 2352.0592 | 3061.1051 | 6137.5248 | 2483.658 | 4644.4077 | 3159.9808 | 713.6582 | 707.6197
2024-03-12 | 991.0564 | 2338.6337 | 3030.0781 | 5866.3993 | 2431.643 | 4528.7595 | 3148.4826 | 700.0264 | 693.3478
2024-03-12 01:00 | 942.7335 | 2331.6857 | 3044.9955 | 5731.9124 | 2367.2295 | 4545.736 | 3159.9389 | 689.4844 | 681.0612
2024-03-12 02:00 | 920.5869 | 2285.786 | 3008.7425 | 5661.9628 | 2362.2655 | 4496.6253 | 3128.1106 | 680.0985 | 688.4484
2024-03-12 03:00 | 950.3938 | 2286.7343 | 3032.7024 | 5767.6244 | 2348.1287 | 4540.2738 | 3056.0401 | 685.6739 | 621.8928
2024-03-12 04:00 | 1033.0193 | 2403.1878 | 3128.5987 | 6098.8614 | 2423.8569 | 4754.4151 | 3114.6198 | 715.0956 | 632.3532
2024-03-12 05:00 | 1216.9068 | 2540.8682 | 3238.5662 | 6640.4784 | 2614.841 | 5054.5734 | 3290.0134 | 768.1358 | 683.1252
2024-03-12 06:00 | 1398.934 | 2607.5861 | 3257.7221 | 7145.7049 | 2733.9459 | 5294.4877 | 3269.3258 | 780.9131 | 664.6429
2024-03-12 07:00 | 1490.5188 | 2499.669 | 3201.7405 | 7512.202 | 2763.7916 | 5394.4659 | 3096.7894 | 775.3516 | 620.9466
2024-03-12 08:00 | 1603.2493 | 2587.2149 | 3405.6022 | 8013.6777 | 2931.1965 | 5639.1259 | 3209.9171 | 798.2546 | 664.6616
2024-03-12 09:00 | 1644.25 | 2640.7012 | 3457.7098 | 8203.3512 | 3071.0125 | 5772.8895 | 3344.9726 | 820.2201 | 653.2117
2024-03-12 10:00 | 1579.036 | 2649.0538 | 3448.9877 | 8058.3462 | 3037.761 | 5738.575 | 3449.2969 | 813.8096 | 716.5582
2024-03-12 11:00 | 1495.2142 | 2606.0167 | 3451.6307 | 7995.4146 | 2951.7624 | 5685.8015 | 3397.9395 | 816.5771 | 721.8174
2024-03-12 12:00 | 1398.4158 | 2542.8765 | 3517.7868 | 7867.3565 | 2892.7925 | 5629.9852 | 3424.5924 | 805.9066 | 659.384
2024-03-12 13:00 | 1355.6768 | 2549.7962 | 3499.0794 | 7800.3252 | 2839.3262 | 5590.293 | 3403.9728 | 797.7172 | 716.07
2024-03-12 14:00 | 1413.8369 | 2552.9483 | 3424.6388 | 7693.3578 | 2786.7291 | 5471.0227 | 3357.3849 | 788.8906 | 712.8851
2024-03-12 15:00 | 1452.4683 | 2641.3222 | 3470.1769 | 7700.8227 | 2715.611 | 5487.3497 | 3371.1711 | 799.8193 | 700.219
2024-03-12 16:00 | 1525.47 | 2697.5964 | 3442.3688 | 7761.7228 | 2721.8771 | 5562.0887 | 3278.0489 | 831.1497 | 656.5265
2024-03-12 17:00 | 1575.1381 | 2776.7449 | 3454.9682 | 7788.0964 | 2780.782 | 5692.388 | 3199.5978 | 855.7514 | 687.8742
2024-03-12 18:00 | 1662.7315 | 2972.4877 | 3569.2527 | 8065.4339 | 2906.7541 | 5872.475 | 3250.5839 | 893.2622 | 719.3671
2024-03-12 19:00 | 1680.9037 | 2984.6365 | 3579.9091 | 8062.3917 | 2987.2348 | 5760.9573 | 3158.8447 | 919.9205 | 743.1929
2024-03-12 20:00 | 1429.5272 | 2846.9126 | 3502.1604 | 7699.6695 | 3062.9379 | 5515.6114 | 3193.9377 | 885.43 | 730.9868
2024-03-12 21:00 | 1226.5526 | 2601.2482 | 3349.9559 | 7038.4015 | 2786.7225 | 5095.4441 | 3095.4945 | 812.0983 | 694.3425
2024-03-12 22:00 | 1119.6061 | 2463.0114 | 3175.9273 | 6405.4895 | 2541.9115 | 4783.9191 | 3008.5203 | 753.786 | 646.0826
2024-03-12 23:00 | 1079.5645 | 2318.5933 | 3057.239 | 5890.2888 | 2261.7222 | 4518.6445 | 2928.3207 | 750.924 | 589.3266
2024-03-13 | 1070.8177 | 2301.4245 | 3001.5938 | 5639.0669 | 2084.9739 | 4407.5211 | 2910.6658 | 736.8058 | 598.1308
2024-03-13 01:00 | 1069.4664 | 2337.2146 | 3003.4714 | 5510.8117 | 2023.2227 | 4349.5531 | 2924.0797 | 724.4584 | 618.376
2024-03-13 02:00 | 1017.4641 | 2265.7293 | 2995.9785 | 5516.6796 | 1983.3495 | 4297.4566 | 2961.9113 | 723.1456 | 615.3551
2024-03-13 03:00 | 974.7641 | 2284.9836 | 2983.2283 | 5573.211 | 2024.0434 | 4328.7972 | 2958.3267 | 728.4389 | 598.0481
2024-03-13 04:00 | 957.7308 | 2404.0819 | 3048.3805 | 5860.938 | 2058.4545 | 4651.0629 | 3054.3377 | 752.5431 | 577.5786
2024-03-13 05:00 | 1036.2078 | 2506.0099 | 3253.8318 | 6376.5394 | 2211.5646 | 5026.7523 | 3149.9613 | 805.509 | 608.7549
2024-03-13 06:00 | 1157.728 | 2540.1055 | 3202.5336 | 6823.852 | 2285.3796 | 5254.5 | 3076.0845 | 815.2698 | 615.3206
2024-03-13 07:00 | 1269.5606 | 2444.9211 | 3154.7753 | 7022.8097 | 2445.8981 | 5283.8309 | 2949.9298 | 801.4631 | 616.552
2024-03-13 08:00 | 1405.7729 | 2515.4067 | 3271.7336 | 7533.0127 | 2702.3131 | 5460.0582 | 2986.9649 | 800.6987 | 628.0526
2024-03-13 09:00 | 1436.8234 | 2531.5592 | 3338.8845 | 7827.3253 | 2850.4399 | 5571.1618 | 2948.9789 | 812.7559 | 679.4246
2024-03-13 10:00 | 1393.2394 | 2496.3848 | 3340.9065 | 7719.3437 | 2852.2423 | 5444.4629 | 2935.9578 | 812.6594 | 722.6512
2024-03-13 11:00 | 1399.0701 | 2499.09 | 3285.4875 | 7600.2659 | 2913.218 | 5304.7801 | 2939.604 | 793.3366 | 683.743
2024-03-13 12:00 | 1384.9812 | 2568.7045 | 3294.822 | 7464.117 | 2811.4425 | 5247.3688 | 3046.3944 | 787.7215 | 664.8505
2024-03-13 13:00 | 1395.0686 | 2598.6599 | 3306.5564 | 7357.7618 | 2717.3508 | 5268.4324 | 3089.3563 | 781.9016 | 672.5111
2024-03-13 14:00 | 1391.6164 | 2594.6185 | 3283.1068 | 7305.6542 | 2543.073 | 5316.6487 | 3000.3721 | 779.9419 | 668.247
2024-03-13 15:00 | 1415.7223 | 2617.0151 | 3358.1904 | 7332.5092 | 2562.2223 | 5436.1324 | 3072.1904 | 796.1704 | 662.2518
2024-03-13 16:00 | 1464.9455 | 2593.5503 | 3337.3058 | 7395.4418 | 2579.2423 | 5553.1014 | 3069.678 | 819.4589 | 654.8932
2024-03-13 17:00 | 1553.2804 | 2687.2036 | 3348.8548 | 7475.3423 | 2640.6581 | 5653.1401 | 3116.1053 | 849.5756 | 633.6059
2024-03-13 18:00 | 1634.0682 | 2968.9965 | 3497.9173 | 7854.8199 | 2781.2055 | 5865.0188 | 3239.4283 | 909.703 | 713.1636
2024-03-13 19:00 | 1605.5051 | 3015.2369 | 3509.1024 | 7918.4356 | 2969.5544 | 5628.9898 | 3265.9811 | 963.7783 | 708.9103
2024-03-13 20:00 | 1465.0721 | 2827.7272 | 3444.97 | 7494.2794 | 2882.5838 | 5285.5643 | 3313.0568 | 944.1786 | 709.4589
2024-03-13 21:00 | 1290.2808 | 2679.644 | 3323.7843 | 6798.9004 | 2572.8732 | 4961.7375 | 3310.3359 | 885.6793 | 718.5801
2024-03-13 22:00 | 1170.0505 | 2520.9455 | 3208.6887 | 6070.6503 | 2287.2202 | 4671.6609 | 3251.3951 | 813.9754 | 665.0137
2024-03-13 23:00 | 1097.3175 | 2362.5987 | 3109.42 | 5586.5151 | 2064.3663 | 4489.6008 | 3199.271 | 777.6783 | 627.5412
2024-03-14 | 1066.8483 | 2305.563 | 3084.1472 | 5441.787 | 1931.1256 | 4456.1737 | 3208.8684 | 759.9075 | 636.0439
2024-03-14 01:00 | 988.912 | 2311.1847 | 3041.1455 | 5398.315 | 1988.4543 | 4413.1248 | 3205.3352 | 754.6546 | 615.9381
2024-03-14 02:00 | 958.9813 | 2252.4967 | 2990.7453 | 5418.7309 | 1978.4093 | 4393.5356 | 3186.9492 | 748.0173 | 627.6444
2024-03-14 03:00 | 936.9483 | 2225.1627 | 2979.4102 | 5610.9174 | 1979.433 | 4436.8661 | 3135.6395 | 749.4909 | 599.1372
2024-03-14 04:00 | 1014.7613 | 2282.0659 | 3012.6164 | 6106.3268 | 2164.9986 | 4720.0734 | 3124.1234 | 765.9105 | 607.1864
2024-03-14 05:00 | 1236.5753 | 2484.7556 | 3170.3907 | 6859.6659 | 2413.8425 | 5161.5297 | 3113.1246 | 852.2944 | 643.3314
2024-03-14 06:00 | 1491.7047 | 2537.009 | 3222.1301 | 7448.4231 | 2800.6323 | 5436.3149 | 3163.2158 | 869.189 | 638.8317
2024-03-14 07:00 | 1488.3104 | 2487.0726 | 3220.9773 | 7761.7149 | 3011.9872 | 5535.248 | 3196.1304 | 853.8702 | 634.1002
2024-03-14 08:00 | 1498.7444 | 2535.8981 | 3316.0956 | 8199.9205 | 3195.0596 | 5823.1003 | 3330.0971 | 871.5733 | 662.674
2024-03-14 09:00 | 1518.4715 | 2596.0061 | 3376.9603 | 8301.4808 | 3311.3134 | 5904.4295 | 3416.1526 | 892.2765 | 599.129
2024-03-14 10:00 | 1507.9822 | 2643.9274 | 3425.5931 | 8303.7982 | 3318.8278 | 5803.2416 | 3365.2705 | 895.4321 | 658.974
2024-03-14 11:00 | 1506.2927 | 2571.7314 | 3534.6777 | 8206.4422 | 3297.6873 | 5781.1482 | 3322.9819 | 889.6219 | 656.8518
2024-03-14 12:00 | 1502.5862 | 2538.6126 | 3547.1917 | 8104.5624 | 3240.4265 | 5710.0297 | 3376.5482 | 893.2487 | 676.4011
2024-03-14 13:00 | 1486.7393 | 2555.8176 | 3570.762 | 8142.5996 | 3275.6552 | 5857.5385 | 3338.3122 | 881.3382 | 667.9953
2024-03-14 14:00 | 1496.4045 | 2526.8926 | 3470.8169 | 8070.7915 | 3228.2806 | 5815.717 | 3289.9749 | 887.4536 | 667.6005
2024-03-14 15:00 | 1567.0333 | 2687.0753 | 3534.599 | 8221.7918 | 3223.2539 | 5881.6976 | 3243.4766 | 902.3855 | 727.0004
2024-03-14 16:00 | 1667.9792 | 2854.2376 | 3495.3094 | 8427.0733 | 3250.786 | 5895.4854 | 3227.5243 | 911.2945 | 837.1303
2024-03-14 17:00 | 1774.3598 | 2907.207 | 3485.9229 | 8465.174 | 3184.2423 | 5846.6352 | 3284.264 | 898.4731 | 883.228
2024-03-14 18:00 | 1879.8631 | 3106.3208 | 3733.5548 | 8688.4386 | 3274.3355 | 6023.9476 | 3221.5026 | 942.1493 | 790.0802
2024-03-14 19:00 | 1763.0725 | 3094.7717 | 3663.1949 | 8412.1334 | 3356.8667 | 5809.3822 | 3238.8471 | 965.675 | 830.7511
2024-03-14 20:00 | 1594.9423 | 2959.6541 | 3543.1972 | 7933.8409 | 3253.0293 | 5561.1505 | 3249.4857 | 905.4566 | 852.8864
2024-03-14 21:00 | 1321.0672 | 2798.2386 | 3445.9931 | 7178.7883 | 2957.4031 | 5118.86 | 3273.4485 | 825.6975 | 808.1641
2024-03-14 22:00 | 1076.678 | 2580.2941 | 3307.285 | 6440.3782 | 2646.944 | 4835.4325 | 3193.0429 | 789.4738 | 777.4166
2024-03-14 23:00 | 977.8635 | 2454.3701 | 3139.087 | 5870.5468 | 2393.0266 | 4569.1736 | 3120.9747 | 742.6523 | 738.3852
2024-03-15 | 949.209 | 2430.4909 | 3070.2312 | 5636.6213 | 2318.1258 | 4478.2714 | 3096.274 | 716.6559 | 732.6553
2024-03-15 01:00 | 924.0833 | 2395.2757 | 3032.4969 | 5545.3047 | 2259.5949 | 4464.6112 | 3079.9933 | 705.9131 | 733.5605
2024-03-15 02:00 | 888.3694 | 2405.8319 | 3003.3285 | 5579.689 | 2225.9317 | 4481.2173 | 3014.3888 | 701.5842 | 786.1738
2024-03-15 03:00 | 859.7059 | 2364.9831 | 3043.5637 | 5776.5563 | 2201.075 | 4458.1355 | 2965.6234 | 702.9461 | 778.6913
2024-03-15 04:00 | 935.9277 | 2428.086 | 2989.9803 | 6206.2274 | 2384.2722 | 4833.2794 | 2940.1789 | 732.0495 | 793.8908
2024-03-15 05:00 | 1138.8914 | 2531.7097 | 3064.7059 | 6790.1348 | 2712.3625 | 5168.4163 | 2983.6847 | 801.8535 | 787.8927
2024-03-15 06:00 | 1342.2363 | 2541.1954 | 3023.1636 | 7310.7421 | 2976.1037 | 5311.432 | 3025.4933 | 810.4764 | 797.8923
2024-03-15 07:00 | 1407.3914 | 2467.2112 | 2985.0453 | 7426.375 | 3066.0379 | 5381.217 | 2989.3034 | 772.8881 | 645.4627
2024-03-15 08:00 | 1509.5279 | 2563.644 | 3078.636 | 7836.5607 | 3314.2236 | 5608.2325 | 3109.0734 | 797.7784 | 491.3598
2024-03-15 09:00 | 1532.8767 | 2729.5806 | 3092.3476 | 8075.5332 | 3415.8491 | 5772.0638 | 3261.7358 | 832.2043 | 558.0343
2024-03-15 10:00 | 1543.7619 | 2672.4409 | 3131.4447 | 8218.4688 | 3366.5975 | 5766.1576 | 3370.4107 | 851.5426 | 590.5748
2024-03-15 11:00 | 1536.7119 | 2658.2412 | 3111.3004 | 8056.7035 | 3262.273 | 5644.0199 | 3332.514 | 846.5081 | 679.283
2024-03-15 12:00 | 1509.7045 | 2656.2032 | 3090.7187 | 7942.7777 | 3275.487 | 5608.7056 | 3299.2491 | 836.9118 | 656.4407
2024-03-15 13:00 | 1455.7817 | 2598.3582 | 3132.5828 | 7845.5044 | 3214.4863 | 5653.5746 | 3216.4925 | 821.2658 | 696.7047
2024-03-15 14:00 | 1431.9409 | 2570.9731 | 3168.6526 | 7739.6703 | 3143.2279 | 5649.1327 | 3201.4054 | 823.4015 | 645.1879
2024-03-15 15:00 | 1464.0088 | 2629.7883 | 3180.0847 | 7890.7307 | 3093.7602 | 5677.0745 | 3186.7781 | 826.8482 | 673.314
2024-03-15 16:00 | 1564.9409 | 2718.7118 | 3226.7955 | 8096.921 | 3023.826 | 5752.2068 | 3241.9542 | 860.9296 | 666.7359
2024-03-15 17:00 | 1586.8028 | 2823.5992 | 3270.1746 | 8280.7186 | 3118.0828 | 5743.9424 | 3208.4228 | 864.1945 | 653.0276
2024-03-15 18:00 | 1613.8692 | 3017.0744 | 3545.2341 | 8499.3632 | 3463.5537 | 5952.5519 | 3266.6894 | 895.7656 | 663.876
2024-03-15 19:00 | 1586.8785 | 3023.7497 | 3539.253 | 8352.992 | 3420.3103 | 5789.7987 | 3285.4882 | 931.7304 | 758.0541
2024-03-15 20:00 | 1467.0413 | 2880.299 | 3489.1721 | 7879.1713 | 3289.0931 | 5557.9136 | 3337.515 | 907.0732 | 797.2554
2024-03-15 21:00 | 1386.526 | 2644.9509 | 3288.0919 | 7038.5483 | 3030.1473 | 5128.7908 | 3305.7633 | 828.698 | 749.7314
2024-03-15 22:00 | 1202.5856 | 2456.0935 | 3137.6015 | 6287.8006 | 2747.4021 | 4813.5931 | 3225.1769 | 771.0447 | 675.2574
2024-03-15 23:00 | 1045.3354 | 2374.6614 | 3087.8621 | 5810.5513 | 2509.0184 | 4608.7786 | 3101.26 | 715.4151 | 643.9199
2024-03-16 | 989.455 | 2348.7815 | 3091.6061 | 5579.3759 | 2373.1028 | 4487.4325 | 3075.4719 | 709.6589 | 601.4065
2024-03-16 01:00 | 1013.7007 | 2355.2507 | 2973.3259 | 5475.3849 | 2349.1049 | 4463.3445 | 3093.3345 | 714.0632 | 587.4052
2024-03-16 02:00 | 931.3498 | 2365.3268 | 2929.3498 | 5522.02 | 2342.1694 | 4521.9772 | 3148.2939 | 731.5527 | 579.7589
2024-03-16 03:00 | 904.7069 | 2273.3082 | 2920.1745 | 5679.5967 | 2308.3283 | 4649.3539 | 3039.6078 | 731.0918 | 567.1538
2024-03-16 04:00 | 1008.3411 | 2318.7846 | 2974.1266 | 6166.4578 | 2438.3636 | 4835.218 | 3051.4667 | 749.914 | 608.5434
2024-03-16 05:00 | 1230.3986 | 2515.0609 | 3112.0712 | 7014.8256 | 2758.8952 | 5273.9055 | 3141.3253 | 851.1913 | 670.6701
2024-03-16 06:00 | 1521.1895 | 2582.8449 | 3172.9719 | 7766.0371 | 3131.8495 | 5638.2936 | 3247.9149 | 903.9327 | 660.2577
2024-03-16 07:00 | 1498.5035 | 2555.6275 | 3220.2977 | 8017.1213 | 3341.0514 | 5722.3545 | 3302.274 | 883.6749 | 604.0589
2024-03-16 08:00 | 1547.8219 | 2544.0684 | 3254.0343 | 8348.7177 | 3504.8205 | 5994.6925 | 3390.5727 | 909.5066 | 635.3522
2024-03-16 09:00 | 1557.5727 | 2574.1794 | 3245.0854 | 8463.6846 | 3557.7036 | 6114.7662 | 3446.3487 | 918.1148 | 634.5066
2024-03-16 10:00 | 1517.6201 | 2606.9924 | 3278.2819 | 8395.6318 | 3525.2738 | 6018.9192 | 3381.8842 | 920.3838 | 681.5632
2024-03-16 11:00 | 1493.1481 | 2672.901 | 3297.7535 | 8391.6182 | 3543.0729 | 6000.3617 | 3377.6675 | 945.9376 | 680.8652
2024-03-16 12:00 | 1517.1322 | 2691.8706 | 3302.4351 | 8142.88 | 3512.1315 | 5916.7785 | 3342.0679 | 916.0988 | 660.0456
2024-03-16 13:00 | 1554.7586 | 2586.0019 | 3346.0775 | 8202.4783 | 3467.2078 | 5960.094 | 3328.7776 | 917.1833 | 676.4231
2024-03-16 14:00 | 1593.3483 | 2565.6768 | 3348.651 | 8350.8795 | 3472.2091 | 5968.5304 | 3317.9235 | 920.6811 | 631.4611
2024-03-16 15:00 | 1632.0681 | 2680.014 | 3440.407 | 8490.2849 | 3492.9649 | 5990.292 | 3292.3567 | 910.4642 | 613.4886
2024-03-16 16:00 | 1724.572 | 2760.566 | 3526.4185 | 8598.7821 | 3502.8886 | 5991.5365 | 3340.6559 | 926.5817 | 681.3299
2024-03-16 17:00 | 1805.0135 | 2809.8253 | 3512.7295 | 8637.5572 | 3515.6455 | 6001.7818 | 3318.5514 | 920.43 | 746.2363
2024-03-16 18:00 | 1910.9033 | 3092.5641 | 3578.2821 | 8852.6956 | 3599.4351 | 6114.4196 | 3346.2599 | 958.14 | 771.9543
2024-03-16 19:00 | 1944.1565 | 3070.8934 | 3515.1338 | 8741.7577 | 3637.6872 | 5784.5528 | 3340.4578 | 981.1675 | 849.0667
2024-03-16 20:00 | 1736.27 | 2899.662 | 3457.1261 | 8206.7052 | 3486.1186 | 5503.3707 | 3418.7412 | 909.0674 | 844.9364
2024-03-16 21:00 | 1512.3738 | 2691.9558 | 3372.7359 | 7408.5152 | 3124.5123 | 5137.8803 | 3339.1681 | 842.0676 | 787.0555
2024-03-16 22:00 | 1305.8985 | 2514.9997 | 3209.4001 | 6516.8435 | 2774.1392 | 4766.0889 | 3263.5028 | 806.1044 | 723.0226
2024-03-16 23:00 | 1181.2485 | 2397.2628 | 3069.7379 | 5970.1467 | 2520.3485 | 4542.3745 | 3190.2686 | 760.4065 | 678.4127
2024-03-17 | 1124.2885 | 2377.731 | 3068.4334 | 5760.3516 | 2411.2444 | 4438.2686 | 3169.7479 | 732.5428 | 665.0951
2024-03-17 01:00 | 1133.4514 | 2388.7292 | 3045.9792 | 5676.6901 | 2359.0267 | 4426.7122 | 3141.6407 | 730.1736 | 649.0071
2024-03-17 02:00 | 1138.7913 | 2384.9478 | 2991.5647 | 5606.783 | 2331.8827 | 4432.581 | 3089.7318 | 716.3519 | 662.2413
2024-03-17 03:00 | 1139.4862 | 2329.4656 | 2961.8616 | 5889.479 | 2348.3349 | 4521.4701 | 3059.7483 | 725.6442 | 638.8035
2024-03-17 04:00 | 1253.8504 | 2384.5928 | 3101.8055 | 6351.0921 | 2480.4076 | 4688.3116 | 3055.0784 | 739.3017 | 666.4889
2024-03-17 05:00 | 1526.6667 | 2540.5076 | 3218.3349 | 7114.4751 | 2784.3386 | 5116.9501 | 3139.27 | 831.3476 | 695.0276
2024-03-17 06:00 | 1832.2338 | 2569.2844 | 3292.1564 | 7858.9009 | 3145.3845 | 5495.3515 | 3092.6076 | 877.6488 | 726.7877
2024-03-17 07:00 | 1811.3619 | 2511.2118 | 3231.259 | 7991.626 | 3314.465 | 5508.2098 | 3162.3455 | 846.9368 | 670.8357
2024-03-17 08:00 | 1830.3512 | 2543.4408 | 3276.1608 | 8247.1792 | 3341.5785 | 5765.4286 | 3277.122 | 854.0113 | 707.5873
2024-03-17 09:00 | 1827.4617 | 2554.8759 | 3310.7678 | 8346.8079 | 3400.6053 | 5890.965 | 3347.2363 | 854.6472 | 720.7815
2024-03-17 10:00 | 1835.8424 | 2546.8272 | 3316.0227 | 8348.2607 | 3424.251 | 5788.2626 | 3356.8764 | 862.6494 | 718.8715
2024-03-17 11:00 | 1834.74 | 2619.7636 | 3340.0435 | 8362.916 | 3415.2688 | 5663.9481 | 3379.3186 | 850.3138 | 720.1319
2024-03-17 12:00 | 1785.4956 | 2651.6256 | 3292.9862 | 8202.9369 | 3343.984 | 5629.4944 | 3355.8278 | 831.4675 | 732.2053
2024-03-17 13:00 | 1752.0253 | 2603.8124 | 3261.2971 | 8193.0683 | 3299.159 | 5707.2255 | 3334.4555 | 823.6226 | 715.4709
2024-03-17 14:00 | 1779.474 | 2512.683 | 3232.8255 | 8251.965 | 3303.6597 | 5815.5111 | 3291.2801 | 838.601 | 731.3621
2024-03-17 15:00 | 1838.4642 | 2573.3503 | 3294.3399 | 8393.5498 | 3383.1143 | 5911.2275 | 3338.8296 | 860.5555 | 742.364
2024-03-17 16:00 | 1859.3187 | 2697.647 | 3310.9198 | 8451.1148 | 3425.0482 | 5917.2586 | 3360.5362 | 875.7342 | 735.6622
2024-03-17 17:00 | 1902.8302 | 2743.5368 | 3454.5944 | 8448.2909 | 3433.0008 | 5956.0938 | 3314.7112 | 879.4255 | 766.8766
2024-03-17 18:00 | 2008.6698 | 2970.8908 | 3582.2674 | 8634.9889 | 3505.9139 | 6140.5443 | 3286.4954 | 914.9372 | 796.2019
2024-03-17 19:00 | 2024.9512 | 2942.495 | 3412.258 | 8399.5112 | 3542.4153 | 5838.2342 | 3292.3326 | 933.0102 | 825.4304
2024-03-17 20:00 | 1853.1857 | 2809.0093 | 3332.6566 | 7847.2576 | 3343.5852 | 5429.9434 | 3274.8618 | 882.3119 | 803.7751
2024-03-17 21:00 | 1623.0195 | 2652.9021 | 3295.7878 | 7073.6624 | 3016.1844 | 5071.1284 | 3258.1029 | 814.6952 | 769.1151
2024-03-17 22:00 | 1395.4216 | 2465.6967 | 3117.3801 | 6383.4126 | 2698.9445 | 4722.8658 | 3197.2472 | 783.8709 | 696.5545
2024-03-17 23:00 | 1254.5319 | 2351.2015 | 3025.4103 | 5838.9333 | 2451.7425 | 4472.0216 | 3148.6269 | 739.7773 | 668.8421
2024-03-18 | 1219.5849 | 2341.9885 | 2958.6906 | 5580.7626 | 2323.4109 | 4427.7633 | 3122.0415 | 717.3838 | 660.7799
2024-03-18 01:00 | 1219.2335 | 2346.6487 | 2953.9543 | 5511.0885 | 2251.5241 | 4370.9191 | 3120.726 | 712.1793 | 644.2089
2024-03-18 02:00 | 1204.6449 | 2359.798 | 2999.6389 | 5466.3205 | 2263.207 | 4394.819 | 3059.9668 | 703.6774 | 630.5756
2024-03-18 03:00 | 1199.7927 | 2339.2176 | 2961.9953 | 5711.2174 | 2323.2576 | 4499.3533 | 3006.1426 | 704.2219 | 615.5155
2024-03-18 04:00 | 1298.2593 | 2414.8533 | 3031.3067 | 6177.1802 | 2437.3364 | 4748.2519 | 3069.8984 | 748.2871 | 648.6447
2024-03-18 05:00 | 1580.5882 | 2556.938 | 3151.5119 | 6944.0929 | 2661.6118 | 5265.7271 | 3138.7848 | 838.616 | 689.8425
2024-03-18 06:00 | 1821.1785 | 2627.5324 | 3215.2673 | 7614.3311 | 3018.7058 | 5574.6179 | 3225.5982 | 924.2975 | 698.3201
2024-03-18 07:00 | 1801.3998 | 2577.1121 | 3356.222 | 7745.516 | 3113.7799 | 5625.2817 | 3254.2797 | 900.6927 | 642.1975
2024-03-18 08:00 | 1864.7725 | 2584.819 | 3604.3418 | 7996.0665 | 3202.2865 | 5795.7578 | 3260.5739 | 848.0452 | 644.2527
2024-03-18 09:00 | 1912.3831 | 2615.8552 | 3628.5953 | 8148.3716 | 3227.5301 | 5810.4961 | 3389.406 | 862.5211 | 728.3924
2024-03-18 10:00 | 1908.6813 | 2625.542 | 3589.3236 | 8194.2994 | 3232.1291 | 5837.9172 | 3318.2921 | 857.2748 | 759.9237
2024-03-18 11:00 | 1868.8091 | 2646.8668 | 3642.5575 | 8135.0084 | 3266.781 | 5821.5793 | 3304.3037 | 849.4922 | 736.0802
2024-03-18 12:00 | 1809.8433 | 2638.2928 | 3632.8097 | 7917.8913 | 3145.2768 | 5731.1981 | 3318.8335 | 830.6345 | 723.6998
2024-03-18 13:00 | 1751.7269 | 2717.858 | 3674.449 | 7785.8506 | 3055.673 | 5707.8508 | 3333.0582 | 830.326 | 742.4994
2024-03-18 14:00 | 1693.2993 | 2690.1825 | 3690.5738 | 7737.53 | 3055.1421 | 5753.6444 | 3304.0551 | 833.8721 | 758.9704
2024-03-18 15:00 | 1711.9991 | 2708.421 | 3710.3439 | 7877.4655 | 3056.1376 | 5884.6045 | 3369.1559 | 861.1766 | 790.0983
2024-03-18 16:00 | 1769.0732 | 2787.6211 | 3695.3154 | 8001.5072 | 3003.8339 | 5943.5519 | 3383.6562 | 889.884 | 838.4296
2024-03-18 17:00 | 1833.0388 | 2873.951 | 3672.5902 | 8113.1454 | 3076.1113 | 5923.4165 | 3376.4507 | 892.931 | 820.9102
2024-03-18 18:00 | 1878.3709 | 3098.2094 | 3724.8125 | 8267.3124 | 3223.3411 | 6049.0063 | 3385.5851 | 938.5074 | 824.0104
2024-03-18 19:00 | 1944.7453 | 3083.1961 | 3573.4523 | 7995.9433 | 3243.7158 | 5817.8772 | 3312.2713 | 952.3383 | 869.8136
2024-03-18 20:00 | 1805.5191 | 2927.7455 | 3465.1168 | 7483.6592 | 3088.986 | 5422.5639 | 3295.511 | 888.7843 | 831.4831
2024-03-18 21:00 | 1586.5419 | 2702.7281 | 3286.1476 | 6765.2277 | 2867.9199 | 5048.5882 | 3209.1801 | 810.1478 | 777.0338
2024-03-18 22:00 | 1440.0336 | 2507.5888 | 3161.5585 | 6168.5426 | 2602.6103 | 4761.032 | 3137.6043 | 770.2296 | 735.9887
2024-03-18 23:00 | 1293.9232 | 2406.3843 | 3007.5892 | 5710.8074 | 2451.7184 | 4511.5836 | 3081.9592 | 729.9966 | 714.9088
2024-03-19 | 1135.2927 | 2393.7937 | 2973.1819 | 5493.0003 | 2413.1618 | 4414.6879 | 3026.613 | 709.9913 | 684.0226
2024-03-19 01:00 | 996.4529 | 2384.5392 | 2958.0134 | 5483.0304 | 2363.2447 | 4361.5757 | 3104.4394 | 704.9007 | 666.547
2024-03-19 02:00 | 967.9669 | 2380.3905 | 2884.1771 | 5442.5166 | 2297.8181 | 4274.3696 | 3095.7654 | 690.8774 | 658.0277
2024-03-19 03:00 | 980.615 | 2377.5442 | 2915.6251 | 5462.092 | 2250.6584 | 4335.8529 | 3078.2218 | 701.4082 | 644.3782
2024-03-19 04:00 | 1112.2785 | 2445.719 | 3065.22 | 5761.9827 | 2303.6064 | 4583.6595 | 3166.9311 | 726.6 | 670.0882
2024-03-19 05:00 | 1214.1683 | 2547.9658 | 3234.3879 | 6393.0943 | 2523.4014 | 5054.8826 | 3243.8955 | 779.2736 | 718.0148
2024-03-19 06:00 | 1334.7334 | 2624.9384 | 3227.2944 | 6863.0303 | 2708.2335 | 5282.2349 | 3252.2177 | 798.3302 | 694.967
2024-03-19 07:00 | 1391.8684 | 2581.2679 | 3221.5457 | 7111.4163 | 2761.8667 | 5346.3981 | 3180.2878 | 794.6377 | 656.4978
2024-03-19 08:00 | 1444.2642 | 2686.8879 | 3357.593 | 7716.9249 | 2941.0416 | 5651.202 | 3276.2903 | 829.1524 | 676.8882
2024-03-19 09:00 | 1436.6328 | 2748.931 | 3445.2741 | 7937.8864 | 2969.554 | 5767.8228 | 3367.962 | 854.5814 | 689.4513
2024-03-19 10:00 | 1422.2754 | 2744.5462 | 3495.0974 | 7843.907 | 2924.0174 | 5650.9279 | 3407.6692 | 850.798 | 735.9735
2024-03-19 11:00 | 1406.8016 | 2740.1953 | 3433.736 | 7700.6256 | 2873.1307 | 5601.8119 | 3288.4765 | 834.6129 | 714.1369
2024-03-19 12:00 | 1391.435 | 2765.0971 | 3465.8166 | 7668.8781 | 2844.6555 | 5529.3925 | 3289.0009 | 825.2001 | 734.371
2024-03-19 13:00 | 1388.1128 | 2768.1545 | 3492.4009 | 7542.5185 | 2769.7562 | 5469.489 | 3235.7784 | 828.7749 | 697.7163
2024-03-19 14:00 | 1389.3082 | 2753.1962 | 3441.2368 | 7396.9213 | 2687.6646 | 5486.2396 | 3275.0921 | 818.4995 | 702.9322
2024-03-19 15:00 | 1469.6239 | 2694.945 | 3447.3266 | 7499.3528 | 2644.0189 | 5550.0764 | 3280.9 | 841.0213 | 737.4043
2024-03-19 16:00 | 1529.3516 | 2764.5115 | 3373.0131 | 7525.9069 | 2678.8431 | 5645.1083 | 3257.5091 | 865.694 | 788.874
2024-03-19 17:00 | 1692.3947 | 2782.5955 | 3420.4405 | 7609.9331 | 2702.8683 | 5668.3555 | 3213.8758 | 880.812 | 837.1253
2024-03-19 18:00 | 1920.6278 | 2961.1791 | 3469.6967 | 7926.2412 | 2774.545 | 5841.6532 | 3289.8494 | 940.0807 | 854.016
2024-03-19 19:00 | 1887.0551 | 2992.0596 | 3493.3528 | 7871.1647 | 2886.8892 | 5691.5533 | 3312.516 | 960.5372 | 755.3525
2024-03-19 20:00 | 1623.2346 | 2842.8694 | 3444.6742 | 7329.8479 | 2780.2739 | 5422.2309 | 3209.4309 | 884.1814 | 798.5436
2024-03-19 21:00 | 1418.3785 | 2669.554 | 3303.6996 | 6682.3442 | 2538.0039 | 5015.547 | 3081.5114 | 808.2479 | 749.7691
2024-03-19 22:00 | 1246.0325 | 2470.9782 | 3130.3483 | 6050.0801 | 2286.4739 | 4718.5085 | 2941.111 | 749.6362 | 723.2065
2024-03-19 23:00 | 1162.7542 | 2332.0379 | 3024.9871 | 5583.9277 | 2121.3655 | 4539.1357 | 2798.6864 | 714.4598 | 666.3512
2024-03-20 | 1126.5651 | 2286.7247 | 2957.4821 | 5322.7185 | 2006.4686 | 4392.6675 | 2818.7671 | 703.8708 | 634.9823
2024-03-20 01:00 | 1122.5989 | 2271.1426 | 2949.4941 | 5294.4386 | 1999.4676 | 4345.9159 | 2864.9869 | 701.8071 | 648.4312
2024-03-20 02:00 | 1148.1881 | 2227.2169 | 2910.0511 | 5255.2714 | 2023.4841 | 4309.6287 | 2875.066 | 690.3435 | 639.8583
2024-03-20 03:00 | 1134.9573 | 2272.1346 | 2905.4505 | 5249.7892 | 2021.2657 | 4307.757 | 2878.6692 | 687.0108 | 616.314
2024-03-20 04:00 | 1159.4107 | 2360.1131 | 3019.6251 | 5560.5362 | 2107.9112 | 4543.2634 | 2975.4383 | 714.4992 | 668.8931
2024-03-20 05:00 | 1265.5404 | 2427.1866 | 3185.0847 | 6140.3727 | 2363.0331 | 4947.0097 | 3099.7536 | 755.4064 | 687.4681
2024-03-20 06:00 | 1394.0346 | 2436.1515 | 3176.982 | 6548.99 | 2515.7255 | 5192.8071 | 3064.0162 | 770.2005 | 658.7028
2024-03-20 07:00 | 1519.9537 | 2464.1381 | 3084.906 | 6758.3983 | 2651.7225 | 5244.4727 | 2914.2773 | 775.8876 | 627.9124
2024-03-20 08:00 | 1654.9838 | 2564.1217 | 3222.5124 | 7198.4133 | 2837.8729 | 5375.2853 | 2967.4286 | 802.7191 | 665.4517
2024-03-20 09:00 | 1631.3636 | 2657.0001 | 3258.3134 | 7478.4808 | 2937.4622 | 5470.9104 | 3025.216 | 821.675 | 670.2445
2024-03-20 10:00 | 1578.2895 | 2625.1274 | 3197.91 | 7471.5159 | 2956.425 | 5519.4272 | 3036.0474 | 828.3937 | 713.615
2024-03-20 11:00 | 1542.126 | 2580.3223 | 3208.737 | 7334.004 | 2910.1156 | 5397.5008 | 3018.374 | 791.4761 | 716.4253
2024-03-20 12:00 | 1474.8008 | 2545.8351 | 3299.4477 | 7205.2276 | 2805.6592 | 5284.203 | 3002.8026 | 775.4765 | 718.4016
2024-03-20 13:00 | 1424.7959 | 2515.6835 | 3334.2385 | 7169.8902 | 2646.8381 | 5305.0175 | 3064.0911 | 773.7543 | 704.1238
2024-03-20 14:00 | 1380.8503 | 2498.6059 | 3300.807 | 7053.6155 | 2579.887 | 5272.7077 | 3031.7758 | 748.4596 | 690.5725
2024-03-20 15:00 | 1434.5002 | 2506.2338 | 3295.3219 | 7066.0916 | 2596.0311 | 5415.2457 | 3096.9008 | 756.7642 | 693.9621
2024-03-20 16:00 | 1532.8675 | 2550.9442 | 3276.2582 | 7209.5681 | 2608.7738 | 5566.3511 | 3076.9895 | 783.175 | 670.1962
2024-03-20 17:00 | 1631.305 | 2692.932 | 3325.7879 | 7439.6161 | 2703.594 | 5701.2771 | 3157.3185 | 830.2313 | 690.1046
2024-03-20 18:00 | 1725.3529 | 2930.5419 | 3521.5351 | 7877.1815 | 2826.2613 | 5881.0654 | 3268.6928 | 916.3598 | 738.8781
2024-03-20 19:00 | 1699.4762 | 2932.3152 | 3505.6132 | 7928.8632 | 2982.8135 | 5701.6141 | 3287.5814 | 955.2254 | 811.7641
2024-03-20 20:00 | 1523.0873 | 2783.2608 | 3454.7002 | 7506.3064 | 2983.4303 | 5400.2396 | 3283.6093 | 898.9429 | 813.0398
2024-03-20 21:00 | 1292.9951 | 2598.1108 | 3343.3086 | 6757.9435 | 2766.5509 | 4931.5213 | 3271.2857 | 817.3079 | 756.3318
2024-03-20 22:00 | 1110.0549 | 2451.0571 | 3175.2109 | 6046.9414 | 2488.2813 | 4569.583 | 3220.8273 | 754.5446 | 683.1802
2024-03-20 23:00 | 990.0805 | 2323.6114 | 3044.1363 | 5621.7556 | 2285.7491 | 4469.6877 | 3216.2261 | 736.2077 | 650.633
2024-03-21 | 947.9805 | 2273.0169 | 3032.2566 | 5312.4647 | 2186.4202 | 4366.3428 | 3199.6689 | 711.9255 | 630.1143
2024-03-21 01:00 | 939.9157 | 2323.3324 | 3033.3108 | 5292.8871 | 2133.2501 | 4324.9467 | 3186.2449 | 704.1694 | 642.6164
2024-03-21 02:00 | 934.5144 | 2231.6871 | 3023.9184 | 5325.6022 | 2073.4574 | 4276.8917 | 3167.178 | 694.333 | 624.7663
2024-03-21 03:00 | 932.0413 | 2195.6615 | 2995.073 | 5444.3876 | 2077.0928 | 4383.9235 | 3122.082 | 699.6115 | 610.7733
2024-03-21 04:00 | 1017.0329 | 2257.7684 | 3035.5414 | 5899.891 | 2251.4708 | 4678.7049 | 3204.0696 | 729.0325 | 650.1679
2024-03-21 05:00 | 1164.9346 | 2353.1962 | 3259.4128 | 6701.9596 | 2634.0869 | 5163.7626 | 3354.8276 | 820.1825 | 679.8015
2024-03-21 06:00 | 1424.932 | 2531.0816 | 3447.45 | 7459.5299 | 2923.7554 | 5622.8295 | 3426.2122 | 862.118 | 689.3293
2024-03-21 07:00 | 1585.2861 | 2588.5409 | 3390.8251 | 7699.6549 | 3045.863 | 5796.1388 | 3344.9489 | 853.3431 | 667.5202
2024-03-21 08:00 | 1691.0979 | 2631.7268 | 3338.3724 | 8104.3876 | 3233.4313 | 5960.3552 | 3352.364 | 858.6655 | 623.859
2024-03-21 09:00 | 1660.352 | 2649.158 | 3390.2473 | 8284.8011 | 3382.6512 | 5935.8551 | 3457.2938 | 857.8012 | 651.8819
2024-03-21 10:00 | 1632.5029 | 2685.4188 | 3427.94 | 8286.0824 | 3376.3719 | 5871.2064 | 3416.0321 | 853.5265 | 709.0701
2024-03-21 11:00 | 1631.0276 | 2695.8704 | 3439.6462 | 8169.1757 | 3473.2647 | 5839.9545 | 3355.1555 | 850.453 | 722.0522
2024-03-21 12:00 | 1606.0955 | 2646.1157 | 3434.7657 | 7946.3471 | 3451.2907 | 5760.6706 | 3373.8531 | 822.6558 | 730.6259
2024-03-21 13:00 | 1527.0651 | 2626.1069 | 3482.8676 | 7883.0767 | 3420.5424 | 5787.4015 | 3376.8953 | 811.8926 | 725.5321
2024-03-21 14:00 | 1521.5127 | 2601.1164 | 3509.9941 | 7794.5998 | 3413.8094 | 5811.2835 | 3381.6631 | 839.709 | 709.8055
2024-03-21 15:00 | 1552.1302 | 2634.6107 | 3502.7823 | 7956.7529 | 3475.9174 | 5921.5864 | 3375.6559 | 854.213 | 736.9056
2024-03-21 16:00 | 1560.2109 | 2720.8525 | 3523.1578 | 8120.3364 | 3515.5821 | 6014.0602 | 3397.424 | 865.4333 | 749.8573
2024-03-21 17:00 | 1581.8516 | 2703.0621 | 3570.6249 | 8158.698 | 3498.0134 | 6019.9912 | 3438.0116 | 885.6209 | 801.8254
2024-03-21 18:00 | 1720.8463 | 3036.3956 | 3726.5811 | 8374.4701 | 3488.2757 | 6168.7516 | 3393.9255 | 931.8825 | 798.4469
2024-03-21 19:00 | 1787.3261 | 3013.4778 | 3697.0303 | 8312.8487 | 3440.351 | 5987.1128 | 3401.5814 | 971.9593 | 810.7635
2024-03-21 20:00 | 1615.8153 | 2857.6662 | 3699.305 | 7818.9028 | 3385.2607 | 5591.3701 | 3369.9294 | 906.8359 | 805.3163
2024-03-21 21:00 | 1442.6905 | 2616.6424 | 3565.337 | 6965.7754 | 3065.6625 | 5161.6293 | 3316.7216 | 822.1965 | 755.1773
2024-03-21 22:00 | 1300.6276 | 2444.2499 | 3346.9032 | 6189.2975 | 2746.0844 | 4781.844 | 3228.5739 | 765.908 | 701.6697
2024-03-21 23:00 | 1221.1774 | 2379.5755 | 3220.5498 | 5716.2863 | 2323.2269 | 4555.8272 | 3065.328 | 738.4735 | 658.5353
2024-03-22 | 1195.8684 | 2335.7679 | 3165.6516 | 5460.1631 | 2215.1516 | 4435.7509 | 3053.2098 | 709.3843 | 638.2544
2024-03-22 01:00 | 1235.3802 | 2306.4717 | 3134.2804 | 5378.4231 | 2222.0462 | 4423.4291 | 3079.4324 | 689.0308 | 614.5237
2024-03-22 02:00 | 1217.0076 | 2308.0839 | 3107.0071 | 5328.3526 | 2248.0684 | 4420.511 | 3067.1262 | 680.2001 | 590.7263
2024-03-22 03:00 | 1233.6625 | 2289.5203 | 3049.9375 | 5406.8752 | 2275.7136 | 4423.1723 | 3023.1985 | 690.2609 | 617.5823
2024-03-22 04:00 | 1367.3371 | 2424.691 | 3169.0216 | 5755.3126 | 2439.7252 | 4664.3427 | 3180.6244 | 738.9535 | 651.3021
2024-03-22 05:00 | 1550.4158 | 2573.7065 | 3437.8882 | 6339.846 | 2664.8294 | 5131.245 | 3347.6295 | 830.5008 | 711.1223
2024-03-22 06:00 | 1665.16 | 2740.9271 | 3488.5234 | 6969.2841 | 2919.7796 | 5679.2375 | 3459.3656 | 865.9655 | 736.2131
2024-03-22 07:00 | 1733.8317 | 2750.0653 | 3497.4055 | 7217.3875 | 3006.0217 | 5769.527 | 3352.4896 | 844.2448 | 711.0237
2024-03-22 08:00 | 1781.5629 | 2711.0864 | 3553.6125 | 7647.1348 | 3131.9231 | 5857.4405 | 3408.507 | 846.2102 | 697.4029
2024-03-22 09:00 | 1758.2055 | 2793.1848 | 3535.013 | 7877.0445 | 3388.531 | 5906.7448 | 3474.4447 | 840.5311 | 689.8919
2024-03-22 10:00 | 1718.231 | 2776.6192 | 3565.0763 | 7785.8843 | 3354.4734 | 5780.1699 | 3456.1759 | 836.2947 | 732.7389
2024-03-22 11:00 | 1722.9656 | 2764.2413 | 3521.0397 | 7738.0802 | 3380.3208 | 5801.757 | 3485.8071 | 837.5384 | 753.2482
2024-03-22 12:00 | 1706.0368 | 2790.9874 | 3483.0395 | 7577.6403 | 3331.8374 | 5758.898 | 3480.2645 | 803.5579 | 777.2885
2024-03-22 13:00 | 1685.9568 | 2746.5678 | 3504.3524 | 7527.7363 | 3324.9673 | 5753.7732 | 3442.2336 | 817.5242 | 685.7481
2024-03-22 14:00 | 1647.2345 | 2761.3824 | 3423.5338 | 7431.2088 | 3266.8781 | 5734.2583 | 3391.0361 | 800.7273 | 705.9865
2024-03-22 15:00 | 1691.4831 | 2820.5112 | 3484.1585 | 7578.8129 | 3368.8724 | 5890.8039 | 3412.6383 | 809.9649 | 744.1124
2024-03-22 16:00 | 1754.1211 | 2858.3982 | 3594.6249 | 7771.5656 | 3443.9249 | 6033.9866 | 3401.3064 | 841.3997 | 767.4097
2024-03-22 17:00 | 1788.1763 | 2907.2635 | 3606.5302 | 7899.8498 | 3434.4512 | 6007.0865 | 3383.364 | 862.1666 | 782.0172
2024-03-22 18:00 | 1975.4479 | 3091.9303 | 3698.6906 | 8144.8244 | 3413.6326 | 6169.6 | 3411.6946 | 916.7911 | 823.3849
2024-03-22 19:00 | 1902.0156 | 3081.2858 | 3663.6133 | 8042.7804 | 3475.77 | 5962.1202 | 3361.5842 | 943.1691 | 837.4717
2024-03-22 20:00 | 1766.2573 | 2869.0745 | 3439.5432 | 7400.9564 | 3307.3868 | 5563.1545 | 3331.0565 | 885.9902 | 798.2388
2024-03-22 21:00 | 1655.3098 | 2685.2863 | 3302.5409 | 6697.6977 | 3065.368 | 5186.6281 | 3327.864 | 809.4406 | 758.4602
2024-03-22 22:00 | 1441.8492 | 2534.7751 | 3222.9947 | 5982.971 | 2774.1846 | 4898.0779 | 3215.3015 | 772.9472 | 700.6679
2024-03-22 23:00 | 1235.0677 | 2407.3321 | 3088.5065 | 5473.3471 | 2530.574 | 4604.8013 | 3183.3445 | 731.0213 | 668.1527
2024-03-23 | 1154.3605 | 2422.255 | 3001.874 | 5244.283 | 2460.592 | 4468.158 | 3164.1847 | 713.6495 | 660.7512
2024-03-23 01:00 | 1171.1782 | 2384.6074 | 2993.2349 | 5219.8663 | 2397.8627 | 4438.4969 | 3148.9229 | 709.7548 | 639.5228
2024-03-23 02:00 | 1183.7569 | 2383.4711 | 2934.3814 | 5226.8535 | 2299.5886 | 4457.0126 | 3157.5267 | 694.6834 | 612.5925
2024-03-23 03:00 | 1164.0945 | 2344.8425 | 2881.5434 | 5392.0486 | 2263.6566 | 4527.9066 | 3078.0323 | 689.5046 | 637.5281
2024-03-23 04:00 | 1210.838 | 2385.7701 | 3043.8051 | 5856.3305 | 2374.4275 | 4761.0059 | 3044.0395 | 725.093 | 624.5739
2024-03-23 05:00 | 1469.0319 | 2562.4539 | 3224.7507 | 6577.9751 | 2682.9666 | 5164.2105 | 3069.0885 | 819.4748 | 657.0602
2024-03-23 06:00 | 1752.07 | 2565.4058 | 3267.8804 | 7302.1964 | 2976.3264 | 5507.2278 | 3184.2252 | 856.2333 | 692.211
2024-03-23 07:00 | 1761.6138 | 2478.0031 | 3234.1661 | 7552.1005 | 3272.4242 | 5587.2916 | 3207.6305 | 821.2698 | 659.9524
2024-03-23 08:00 | 1841.5758 | 2578.8269 | 3310.4528 | 7815.8066 | 3488.3045 | 5802.5961 | 3295.06 | 803.9122 | 688.2353
2024-03-23 09:00 | 1882.928 | 2592.1812 | 3315.4241 | 7847.8773 | 3566.8267 | 5835.7293 | 3369.7298 | 816.6277 | 693.7259
2024-03-23 10:00 | 1878.2357 | 2583.4977 | 3327.9861 | 7956.276 | 3523.2842 | 5796.9175 | 3305.3682 | 824.378 | 687.9464
2024-03-23 11:00 | 1840.2617 | 2557.3784 | 3319.0968 | 7916.8508 | 3573.3126 | 5751.1521 | 3361.6268 | 810.2953 | 708.6646
2024-03-23 12:00 | 1768.0468 | 2559.5721 | 3316.3039 | 7766.1778 | 3622.8809 | 5807.5299 | 3391.1547 | 809.6235 | 690.8438
2024-03-23 13:00 | 1721.501 | 2492.5277 | 3350.3548 | 7827.5392 | 3572.9744 | 5837.3698 | 3302.0829 | 795.9535 | 763.0179
2024-03-23 14:00 | 1701.4042 | 2525.6824 | 3301.5039 | 7780.1449 | 3533.6665 | 5764.7448 | 3244.7331 | 800.8923 | 762.9452
2024-03-23 15:00 | 1799.3014 | 2618.8149 | 3287.3422 | 7977.5854 | 3482.638 | 5818.1477 | 3262.3612 | 827.3021 | 919.3869
2024-03-23 16:00 | 1733.9948 | 2750.1532 | 3334.5259 | 8247.6131 | 3455.6428 | 6066.2585 | 3395.0281 | 885.0017 | 745.1282
2024-03-23 17:00 | 1717.386 | 2733.7955 | 3457.5087 | 8310.7601 | 3402.3558 | 6073.4135 | 3366.5233 | 879.5812 | 805.4583
2024-03-23 18:00 | 1803.0364 | 3005.1997 | 3692.5109 | 8474.6834 | 3421.5054 | 6214.4845 | 3278.9601 | 920.9935 | 831.2919
2024-03-23 19:00 | 1891.172 | 2972.4948 | 3550.0701 | 8365.0076 | 3531.7008 | 5983.1479 | 3260.9954 | 933.61 | 853.9872
2024-03-23 20:00 | 1714.6915 | 2798.6532 | 3526.1656 | 7899.9601 | 3425.9299 | 5663.3122 | 3317.5052 | 880.5316 | 838.3873
2024-03-23 21:00 | 1487.4436 | 2674.598 | 3373.7653 | 7171.854 | 3101.4158 | 5255.3963 | 3337.6737 | 821.2261 | 794.5493
2024-03-23 22:00 | 1336.3199 | 2557.0448 | 3169.277 | 6422.4076 | 2806.085 | 4872.9793 | 3273.1804 | 764.5089 | 727.9455
2024-03-23 23:00 | 1178.4823 | 2406.1251 | 3045.2763 | 5879.0857 | 2542.3513 | 4641.8071 | 3122.6893 | 714.3514 | 691.9446
2024-03-24 | 1110.2032 | 2354.9456 | 3004.6122 | 5668.8454 | 2443.4189 | 4574.9865 | 3064.5888 | 703.1898 | 641.6885
2024-03-24 01:00 | 1122.9298 | 2364.4071 | 2997.2832 | 5627.067 | 2349.2835 | 4568.8182 | 3065.7578 | 695.3818 | 630.7725
2024-03-24 02:00 | 1049.2636 | 2368.6471 | 2917.6958 | 5641.0461 | 2336.2634 | 4602.1123 | 3063.8885 | 700.1704 | 636.7866
2024-03-24 03:00 | 1120.3908 | 2346.8409 | 2903.2217 | 5794.7648 | 2352.5338 | 4623.0634 | 2969.5782 | 700.3271 | 633.6492
2024-03-24 04:00 | 1253.5587 | 2443.1558 | 3012.7158 | 6259.3267 | 2485.8091 | 4866.998 | 2995.1516 | 726.7329 | 629.5058
2024-03-24 05:00 | 1418.7672 | 2590.9552 | 3183.6532 | 7064.0704 | 2796.5931 | 5308.4379 | 3055.9251 | 829.2005 | 697.628
2024-03-24 06:00 | 1653.5927 | 2579.9833 | 3220.3892 | 7674.3479 | 3135.8734 | 5605.4055 | 3110.6802 | 870.4972 | 742.4131
2024-03-24 07:00 | 1653.3765 | 2481.3169 | 3208.6923 | 7956.5123 | 3272.543 | 5769.8744 | 3091.254 | 838.8036 | 708.7834
2024-03-24 08:00 | 1725.5161 | 2553.4789 | 3239.7258 | 8310.8 | 3482.8029 | 5958.5579 | 3206.0107 | 855.4888 | 763.0814
2024-03-24 09:00 | 1798.9767 | 2626.3256 | 3336.6481 | 8398.8597 | 3539.5162 | 5964.9996 | 3315.6209 | 861.9847 | 793.1063
2024-03-24 10:00 | 1780.9702 | 2609.9204 | 3342.5021 | 8343.055 | 3513.8021 | 5844.7123 | 3366.0288 | 858.2256 | 752.5879
2024-03-24 11:00 | 1732.3455 | 2607.6221 | 3359.683 | 8268.3849 | 3504.7055 | 5868.5556 | 3378.1112 | 852.5134 | 737.6177
2024-03-24 12:00 | 1593.2199 | 2591.6036 | 3260.7255 | 8154.3597 | 3481.3475 | 5880.6358 | 3311.1225 | 874.9016 | 717.8931
2024-03-24 13:00 | 1591.6726 | 2570.9614 | 3343.0147 | 8152.1436 | 3410.6833 | 5874.3757 | 3294.3316 | 862.321 | 757.2078
2024-03-24 14:00 | 1614.9853 | 2569.819 | 3323.9408 | 8115.5716 | 3356.8436 | 5893.8838 | 3236.7459 | 867.0042 | 721.0565
2024-03-24 15:00 | 1742.136 | 2666.5727 | 3379.2561 | 8401.1393 | 3337.8254 | 5948.2096 | 3272.7319 | 880.2098 | 744.7127
2024-03-24 16:00 | 1694.935 | 2770.1 | 3372.7028 | 8691.5778 | 3366.4301 | 6017.9167 | 3226.8172 | 896.9397 | 780.244
2024-03-24 17:00 | 1660.0631 | 2794.4371 | 3465.8652 | 8698.873 | 3403.2562 | 5904.8403 | 3196.4029 | 910.8687 | 790.2252
2024-03-24 18:00 | 1862.6471 | 2979.2727 | 3652.8351 | 8797.0736 | 3412.0641 | 6252.5202 | 3173.0346 | 964.0891 | 838.6957
2024-03-24 19:00 | 1823.3893 | 3094.3296 | 3588.2848 | 8661.229 | 3332.1139 | 6088.6476 | 3228.7349 | 989.1977 | 886.764
2024-03-24 20:00 | 1566.863 | 2967.8412 | 3494.948 | 8201.4092 | 3178.5895 | 5766.428 | 3237.0351 | 915.552 | 841.92
2024-03-24 21:00 | 1431.2508 | 2773.0805 | 3332.6689 | 7324.7198 | 2872.3196 | 5299.5273 | 3233.2909 | 827.3028 | 797.015
2024-03-24 22:00 | 1282.5488 | 2558.2953 | 3209.0872 | 6503.0559 | 2510.0344 | 4916.4783 | 3149.4525 | 767.1671 | 748.9036
2024-03-24 23:00 | 1129.5767 | 2498.1803 | 3122.8998 | 5976.8681 | 2346.8345 | 4695.2571 | 3052.5548 | 730.8571 | 688.0189
2024-03-25 | 1033.9479 | 2463.4479 | 3107.8791 | 5842.7149 | 2265.9935 | 4613.3316 | 3103.7805 | 721.8939 | 681.7457
2024-03-25 01:00 | 997.1756 | 2380.9994 | 3065.2359 | 5759.321 | 2163.9115 | 4613.8621 | 3061.1338 | 723.4662 | 690.2975
2024-03-25 02:00 | 1004.9818 | 2369.3961 | 2995.5748 | 5755.9504 | 2117.088 | 4640.2602 | 3040.1526 | 722.9488 | 679.5452
2024-03-25 03:00 | 1025.8757 | 2365.3704 | 3014.7206 | 5845.9593 | 2124.9759 | 4697.5817 | 2999.7418 | 717.6141 | 645.6289
2024-03-25 04:00 | 1092.2614 | 2481.0956 | 3075.5414 | 6427.4814 | 2222.7185 | 4937.0872 | 3004.4279 | 741.499 | 656.5621
2024-03-25 05:00 | 1306.6093 | 2645.0633 | 3253.0027 | 7236.1765 | 2534.3255 | 5372.0758 | 3054.5702 | 837.74 | 724.2316
2024-03-25 06:00 | 1601.5869 | 2711.3513 | 3272.9925 | 7848.9149 | 2878.4025 | 5669.0787 | 3148.5287 | 872.2923 | 727.6239
2024-03-25 07:00 | 1649.8393 | 2645.0274 | 3243.7099 | 8099.1488 | 3008.2182 | 5725.6003 | 3182.3494 | 854.2857 | 716.3582
2024-03-25 08:00 | 1767.4408 | 2743.7509 | 3366.2512 | 8526.8842 | 3205.0988 | 5975.1233 | 3263.3774 | 886.4581 | 739.4883
2024-03-25 09:00 | 1697.5521 | 2806.635 | 3414.4902 | 8599.5548 | 3248.5419 | 6080.0801 | 3394.5491 | 908.0564 | 718.9196
2024-03-25 10:00 | 1646.7092 | 2840.1467 | 3491.306 | 8532.1855 | 3255.9398 | 5922.6005 | 3423.4305 | 921.6029 | 665.3917
2024-03-25 11:00 | 1628.331 | 2839.6058 | 3510.7336 | 8490.2976 | 3283.9722 | 5928.2996 | 3498.2895 | 867.9428 | 757.1435
2024-03-25 12:00 | 1626.9586 | 2841.0085 | 3490.5515 | 8354.4497 | 3182.6375 | 5895.42 | 3471.413 | 877.9901 | 733.4063
2024-03-25 13:00 | 1634.5138 | 2797.0814 | 3510.9724 | 8163.6244 | 3138.2959 | 5950.2252 | 3423.1272 | 844.1068 | 781.116
2024-03-25 14:00 | 1597.1059 | 2867.6153 | 3503.0859 | 8013.9612 | 3006.9481 | 5894.5088 | 3390.2834 | 840.7847 | 722.4393
2024-03-25 15:00 | 1655.8605 | 2938.8609 | 3535.1037 | 8201.7027 | 3096.333 | 6050.742 | 3433.6677 | 881.0036 | 750.9523
2024-03-25 16:00 | 1721.2132 | 2964.6336 | 3619.5474 | 8289.3443 | 3012.0497 | 6097.7046 | 3459.3711 | 914.4007 | 841.931
2024-03-25 17:00 | 1792.9253 | 3064.2135 | 3635.8048 | 8242.3432 | 3010.916 | 6003.8738 | 3420.8096 | 902.7691 | 930.198
2024-03-25 18:00 | 1959.4805 | 3190.4656 | 3739.1442 | 8433.2033 | 3133.2898 | 6035.4919 | 3347.1332 | 946.3555 | 1079.4458
2024-03-25 19:00 | 1907.0859 | 3131.0471 | 3651.724 | 8338.264 | 3219.5592 | 5738.4905 | 3342.1454 | 960.2825 | 1091.4893
2024-03-25 20:00 | 1798.832 | 2925.8031 | 3547.33 | 7868.3845 | 2984.1938 | 5312.0773 | 3268.0693 | 888.1641 | 1043.2344
2024-03-25 21:00 | 1603.4152 | 2698.8484 | 3421.0759 | 7170.7845 | 2623.9948 | 4987.7233 | 3188.57 | 810.9555 | 1022.5049
2024-03-25 22:00 | 1381.0704 | 2547.413 | 3286.7557 | 6494.3261 | 2341.9718 | 4695.5771 | 3175.464 | 764.6005 | 966.9451
2024-03-25 23:00 | 1251.1453 | 2436.3158 | 3124.6542 | 5872.4654 | 2059.4815 | 4454.8802 | 3079.9088 | 716.341 | 906.994
2024-03-26 | 1142.9334 | 2424.8549 | 3020.0769 | 5688.2875 | 1979.7639 | 4394.7139 | 3080.2073 | 712.5127 | 907.8407
2024-03-26 01:00 | 1091.0173 | 2385.9454 | 3047.4127 | 5601.0733 | 1910.001 | 4350.739 | 3072.9946 | 711.5432 | 941.919
2024-03-26 02:00 | 1091.7409 | 2403.9383 | 3060.2765 | 5565.6178 | 1857.0926 | 4340.9491 | 3011.8536 | 709.9462 | 915.7827
2024-03-26 03:00 | 1116.933 | 2424.6888 | 3033.5057 | 5567.7226 | 1927.0568 | 4368.5784 | 3044.0379 | 700.5081 | 904.1993
2024-03-26 04:00 | 1166.2481 | 2513.4085 | 3131.7971 | 5891.9712 | 2065.9575 | 4588.2154 | 3082.4427 | 710.8841 | 948.0249
2024-03-26 05:00 | 1252.3159 | 2697.0095 | 3346.3365 | 6485.449 | 2264.3298 | 4939.5298 | 3199.6452 | 764.5168 | 1019.6859
2024-03-26 06:00 | 1394.4289 | 2675.2867 | 3253.358 | 6925.4663 | 2493.0587 | 5201.2512 | 3195.444 | 781.4093 | 1023.1314
2024-03-26 07:00 | 1545.8547 | 2607.0596 | 3256.6902 | 7231.9608 | 2594.0688 | 5249.679 | 3134.7009 | 776.3064 | 886.756
2024-03-26 08:00 | 1715.9986 | 2683.6131 | 3405.2534 | 7690.4562 | 2865.2697 | 5591.1571 | 3222.4146 | 800.8031 | 746.0891
2024-03-26 09:00 | 1726.4544 | 2734.317 | 3452.6591 | 7842.1437 | 2902.0054 | 5776.6614 | 3314.9418 | 806.1846 | 712.9965
2024-03-26 10:00 | 1667.378 | 2750.2026 | 3547.5479 | 7736.913 | 2883.6473 | 5739.5504 | 3314.5737 | 809.5334 | 698.7394
2024-03-26 11:00 | 1635.0025 | 2767.4889 | 3487.9984 | 7658.3984 | 2808.2975 | 5626.7838 | 3318.0517 | 815.9772 | 658.9365
2024-03-26 12:00 | 1593.3025 | 2742.7807 | 3494.7047 | 7580.8009 | 2768.2044 | 5525.3196 | 3240.6655 | 788.9679 | 624.0065
2024-03-26 13:00 | 1563.7117 | 2733.3393 | 3501.1317 | 7589.336 | 2731.5778 | 5535.747 | 3246.6517 | 776.3225 | 642.1234
2024-03-26 14:00 | 1521.0264 | 2696.5532 | 3429.5298 | 7449.1806 | 2756.9494 | 5534.2051 | 3236.1074 | 765.0207 | 637.3898
2024-03-26 15:00 | 1547.9308 | 2743.4198 | 3459.3005 | 7457.4307 | 2771.2553 | 5635.3907 | 3264.5679 | 777.2885 | 696.367
2024-03-26 16:00 | 1593.5377 | 2829.559 | 3469.7241 | 7546.5446 | 2787.5314 | 5775.9948 | 3246.4444 | 809.0319 | 769.6386
2024-03-26 17:00 | 1764.8713 | 2915.514 | 3445.2766 | 7568.8028 | 2743.669 | 5709.1129 | 3201.3547 | 813.2941 | 1004.4463
2024-03-26 18:00 | 1975.5288 | 2988.9221 | 3564.4534 | 8014.4646 | 2869.287 | 5879.6184 | 3194.3854 | 894.1431 | 972.1167
2024-03-26 19:00 | 1960.2387 | 2956.7516 | 3513.3657 | 8034.1905 | 3062.6155 | 5521.6026 | 3222.7494 | 924.0476 | 1003.7831
2024-03-26 20:00 | 1810.1094 | 2810.6281 | 3404.3731 | 7597.8492 | 2882.6715 | 5230.9912 | 3141.8372 | 860.4654 | 1052.1606
2024-03-26 21:00 | 1622.573 | 2581.6512 | 3257.4547 | 6943.4744 | 2577.3563 | 4899.449 | 3134.0787 | 794.2865 | 1028.2502
2024-03-26 22:00 | 1431.7585 | 2476.9883 | 3016.2464 | 6254.3691 | 2376.5172 | 4579.7218 | 3074.3966 | 729.7416 | 989.1526
2024-03-26 23:00 | 1320.1924 | 2404.4379 | 2932.9485 | 5753.2761 | 2160.9741 | 4328.9797 | 2954.2475 | 697.9483 | 871.5671
2024-03-27 | 1262.8691 | 2342.1993 | 2840.4259 | 5475.044 | 2068.3618 | 4295.3196 | 2841.8789 | 674.6959 | 829.6989
2024-03-27 01:00 | 1185.2309 | 2327.182 | 2839.0323 | 5328.9115 | 1999.4619 | 4275.6939 | 2837.9904 | 654.0881 | 828.7471
2024-03-27 02:00 | 1105.1381 | 2288.3039 | 2894.5051 | 5268.3139 | 2018.4021 | 4306.5155 | 2888.7237 | 647.8107 | 822.6376
2024-03-27 03:00 | 1093.9579 | 2279.2653 | 2936.881 | 5369.0273 | 2027.4846 | 4339.2906 | 2908.7488 | 662.2432 | 815.1958
2024-03-27 04:00 | 1162.2771 | 2384.2897 | 3033.429 | 5598.7495 | 2139.6363 | 4522.5777 | 2977.411 | 673.4132 | 854.0416
2024-03-27 05:00 | 1273.2773 | 2519.2473 | 3213.2075 | 6124.1124 | 2318.1967 | 4900.2547 | 3115.989 | 728.9726 | 888.981
2024-03-27 06:00 | 1407.3103 | 2570.3545 | 3221.5976 | 6434.9624 | 2436.2022 | 5127.1599 | 3019.8701 | 749.0754 | 905.1703
2024-03-27 07:00 | 1539.1757 | 2504.5954 | 3119.7451 | 6640.547 | 2590.3514 | 5213.5714 | 2869.5057 | 741.4252 | 888.1387
2024-03-27 08:00 | 1623.7129 | 2618.0931 | 3258.4961 | 7191.9075 | 2814.0154 | 5408.1818 | 2950.0599 | 774.4022 | 744.2733
2024-03-27 09:00 | 1662.356 | 2668.4428 | 3349.6428 | 7551.7881 | 2921.3214 | 5449.1129 | 3020.6098 | 775.5805 | 718.9254
2024-03-27 10:00 | 1652.5853 | 2649.5224 | 3380.747 | 7548.6691 | 2909.9902 | 5381.7202 | 3006.9799 | 780.1603 | 639.025
2024-03-27 11:00 | 1680.5423 | 2612.8495 | 3316.0745 | 7357.1174 | 2907.5137 | 5334.3515 | 3041.3195 | 747.8273 | 683.0145
2024-03-27 12:00 | 1628.208 | 2587.5503 | 3263.6165 | 7220.6895 | 2874.5511 | 5264.7279 | 3038.8671 | 735.509 | 692.0405
2024-03-27 13:00 | 1590.3061 | 2553.3338 | 3269.6902 | 7240.0385 | 2711.672 | 5266.4379 | 3065.6068 | 720.9456 | 669.9068
2024-03-27 14:00 | 1581.4783 | 2564.7396 | 3246.0484 | 7144.113 | 2546.6347 | 5257.7979 | 3064.7612 | 701.936 | 611.3176
2024-03-27 15:00 | 1607.3272 | 2571.2933 | 3333.4925 | 7225.1431 | 2485.3717 | 5337.6081 | 3078.3377 | 706.9917 | 667.3076
2024-03-27 16:00 | 1660.1172 | 2634.9237 | 3390.633 | 7309.4377 | 2565.773 | 5399.971 | 3151.8569 | 736.4866 | 756.8079
2024-03-27 17:00 | 1697.627 | 2692.9265 | 3456.1356 | 7282.8026 | 2648.2481 | 5450.5517 | 3145.8472 | 761.9992 | 906.9219
2024-03-27 18:00 | 1867.9967 | 2874.3461 | 3513.6734 | 7733.214 | 2741.5671 | 5671.7781 | 3187.1243 | 858.4871 | 959.2944
2024-03-27 19:00 | 1880.0705 | 2893.1655 | 3493.7759 | 7757.9288 | 2947.3388 | 5510.0096 | 3289.9298 | 893.3036 | 979.731
2024-03-27 20:00 | 1724.8726 | 2741.9078 | 3433.0974 | 7363.408 | 2858.1333 | 5156.4292 | 3284.5917 | 841.8518 | 939.2549
2024-03-27 21:00 | 1524.1906 | 2455.5879 | 3309.2887 | 6652.0193 | 2628.7828 | 4814.7023 | 3201.1589 | 769.4191 | 916.5741
2024-03-27 22:00 | 1359.6744 | 2295.7191 | 3233.6082 | 5985.8565 | 2344.5443 | 4505.1583 | 3091.796 | 708.1118 | 846.5285
2024-03-27 23:00 | 1267.9323 | 2302.1123 | 3126.7837 | 5437.4637 | 2152.3716 | 4235.2483 | 3075.2654 | 665.9077 | 820.8425
2024-03-28 | 1203.6584 | 2289.5727 | 3093.7353 | 5252.3714 | 1987.5946 | 4147.853 | 3055.2219 | 649.1672 | 838.0455
2024-03-28 01:00 | 1096.2269 | 2271.0115 | 3062.7483 | 5208.5015 | 1981.508 | 4147.7508 | 3082.1593 | 648.9068 | 825.9225
2024-03-28 02:00 | 1009.8112 | 2278.7509 | 3020.3615 | 5268.9147 | 2037.7605 | 4182.5554 | 3073.4214 | 646.8301 | 820.0758
2024-03-28 03:00 | 970.9263 | 2247.0843 | 2962.2504 | 5416.7183 | 2029.736 | 4302.9992 | 2995.0324 | 649.6294 | 795.0112
2024-03-28 04:00 | 1009.8787 | 2316.9002 | 3036.1068 | 5909.5319 | 2176.1793 | 4548.7711 | 2980.6752 | 674.3215 | 792.0402
2024-03-28 05:00 | 1270.4979 | 2455.2327 | 3175.396 | 6665.1688 | 2470.8819 | 4970.5231 | 2966.6265 | 766.8662 | 816.0785
2024-03-28 06:00 | 1582.5842 | 2490.3492 | 3192.5197 | 7316.0288 | 2762.3334 | 5278.9166 | 3034.125 | 799.363 | 830.3452
2024-03-28 07:00 | 1424.719 | 2470.6646 | 3245.4608 | 7751.9233 | 3025.2111 | 5448.2482 | 3103.2957 | 773.4942 | 671.5878
2024-03-28 08:00 | 1449.2147 | 2589.554 | 3357.8536 | 8232.9623 | 3295.584 | 5651.0541 | 3258.9825 | 811.8787 | 634.6898
2024-03-28 09:00 | 1481.1498 | 2635.6489 | 3575.5241 | 8494.4387 | 3438.9793 | 5917.989 | 3405.3749 | 839.1573 | 712.9158
2024-03-28 10:00 | 1482.1827 | 2669.7229 | 3586.017 | 8519.818 | 3421.2203 | 5948.2203 | 3445.5181 | 843.3198 | 688.0601
2024-03-28 11:00 | 1485.6078 | 2647.7765 | 3649.6373 | 8527.8765 | 3404.8345 | 5980.8136 | 3456.5054 | 840.5484 | 638.5833
2024-03-28 12:00 | 1461.9982 | 2651.903 | 3619.318 | 8338.8499 | 3355.2113 | 5912.0268 | 3461.2448 | 827.0381 | 702.4428
2024-03-28 13:00 | 1442.0349 | 2583.3145 | 3626.6084 | 8336.9936 | 3297.0135 | 5835.8527 | 3423.943 | 819.8241 | 699.8842
2024-03-28 14:00 | 1454.054 | 2600.1736 | 3590.1575 | 8270.3612 | 3309.8623 | 5765.1959 | 3420.7589 | 815.4383 | 703.9008
2024-03-28 15:00 | 1526.798 | 2688.7753 | 3651.1497 | 8479.4767 | 3361.9719 | 5846.2065 | 3439.4851 | 828.7839 | 742.0591
2024-03-28 16:00 | 1589.246 | 2758.5066 | 3727.1821 | 8629.4049 | 3421.3348 | 5894.1538 | 3375.5544 | 855.2738 | 743.3508
2024-03-28 17:00 | 1665.2458 | 2834.7286 | 3717.4715 | 8446.4623 | 3336.3714 | 5807.8692 | 3298.2449 | 860.8851 | 762.5846
2024-03-28 18:00 | 1893.0492 | 3040.8543 | 3874.9651 | 8688.043 | 3465.6424 | 5988.4789 | 3258.3215 | 914.5189 | 788.1729
2024-03-28 19:00 | 1855.5772 | 3010.6322 | 3787.5649 | 8540.445 | 3539.7755 | 5788.6861 | 3240.0777 | 918.6119 | 821.6138
2024-03-28 20:00 | 1704.1548 | 2850.5078 | 3700.2616 | 8055.4613 | 3350.4888 | 5392.3504 | 3226.4892 | 867.1188 | 767.8227
2024-03-28 21:00 | 1496.0177 | 2631.3004 | 3535.1598 | 7263.107 | 3046.2333 | 4987.8325 | 3143.0379 | 794.4744 | 703.837
2024-03-28 22:00 | 1258.0003 | 2466.5641 | 3384.8091 | 6550.7299 | 2705.2991 | 4708.3998 | 3088.7318 | 736.4772 | 665.2932
2024-03-28 23:00 | 1112.9599 | 2347.9018 | 3198.1641 | 6030.5402 | 2413.1636 | 4559.0329 | 3079.767 | 699.0688 | 637.6582
2024-03-29 | 1030.5357 | 2309.1156 | 3192.0373 | 5784.7932 | 2274.0164 | 4490.8563 | 3101.4127 | 689.7427 | 625.4396
2024-03-29 01:00 | 981.4153 | 2352.8579 | 3146.0259 | 5755.3425 | 2201.9065 | 4447.6964 | 3115.9718 | 676.8255 | 607.4936
2024-03-29 02:00 | 947.1367 | 2347.3537 | 3098.3235 | 5675.7624 | 2220.6146 | 4396.6321 | 3054.834 | 671.9066 | 586.1492
2024-03-29 03:00 | 953.2745 | 2327.4038 | 3031.4944 | 5850.6051 | 2184.3084 | 4424.2434 | 2988.1146 | 677.838 | 570.016
2024-03-29 04:00 | 1012.709 | 2406.6183 | 3103.7661 | 6292.6363 | 2337.9801 | 4647.0055 | 2996.7507 | 699.0799 | 576.1837
2024-03-29 05:00 | 1238.2647 | 2579.888 | 3210.8422 | 7007.5683 | 2622.8196 | 5063.0538 | 3032.1494 | 786.1441 | 629.9227
2024-03-29 06:00 | 1483.1733 | 2602.1082 | 3162.4574 | 7602.221 | 2911.6651 | 5358.466 | 3073.2433 | 828.6728 | 635.7363
2024-03-29 07:00 | 1480.1471 | 2552.2382 | 3168.0151 | 7871.1314 | 3102.1497 | 5463.1241 | 3083.3463 | 795.8147 | 601.5477
2024-03-29 08:00 | 1509.877 | 2619.7422 | 3357.6731 | 8195.7952 | 3235.4312 | 5732.6854 | 3172.5623 | 808.7005 | 711.3284
2024-03-29 09:00 | 1529.3207 | 2759.4838 | 3408.8253 | 8320.0855 | 3337.2293 | 5896.9122 | 3294.5297 | 824.3452 | 694.5108
2024-03-29 10:00 | 1527.8587 | 2736.0748 | 3443.816 | 8290.7924 | 3314.9678 | 5742.2038 | 3363.6409 | 826.1209 | 665.2069
2024-03-29 11:00 | 1517.7623 | 2679.693 | 3498.2772 | 8243.608 | 3298.2284 | 5775.1602 | 3409.3085 | 824.9412 | 666.1143
2024-03-29 12:00 | 1505.6763 | 2687.5164 | 3473.1916 | 8141.4588 | 3148.5201 | 5783.0111 | 3366.275 | 811.4799 | 688.6112
2024-03-29 13:00 | 1515.444 | 2723.2624 | 3470.1164 | 8211.5761 | 3110.395 | 5706.116 | 3330.9344 | 811.3708 | 657.1347
2024-03-29 14:00 | 1530.7162 | 2708.229 | 3453.9464 | 8179.5998 | 3120.7322 | 5641.5927 | 3241.5784 | 811.7245 | 713.9818
2024-03-29 15:00 | 1603.7723 | 2787.1989 | 3520.5031 | 8384.7311 | 3202.1987 | 5840.1268 | 3302.1305 | 841.0218 | 719.1975
2024-03-29 16:00 | 1696.9553 | 2846.8236 | 3547.0685 | 8478.8168 | 3191.5869 | 5952.8653 | 3325.645 | 858.4646 | 705.9555
2024-03-29 17:00 | 1806.1711 | 2919.42 | 3628.1279 | 8453.0768 | 3113.6394 | 5896.9147 | 3276 | 876.7242 | 778.6793
2024-03-29 18:00 | 1875.1399 | 3135.0402 | 3763.736 | 8650.3815 | 3305.2685 | 5985.645 | 3178.7492 | 929.8897 | 835.6909
2024-03-29 19:00 | 1750.1301 | 3112.0442 | 3755.9827 | 8506.9681 | 3379.3448 | 5741.0827 | 3163.3218 | 956.5233 | 934.1988
2024-03-29 20:00 | 1553.2121 | 2690.8845 | 3687.2165 | 8124.0977 | 3200.106 | 5505.0225 | 3149.7418 | 892.9017 | 915.3715
2024-03-29 21:00 | 1322.9023 | 2559.7548 | 3590.6408 | 7361.349 | 2818.7857 | 5093.2029 | 3104.9852 | 801.166 | 843.1987
2024-03-29 22:00 | 1147.3974 | 2417.6897 | 3356.6388 | 6553.8209 | 2451.4399 | 4761.5029 | 3091.0104 | 751.2439 | 750.5249
2024-03-29 23:00 | 1067.5489 | 2364.9002 | 3104.4532 | 5938.2124 | 2165.8713 | 4560.8098 | 3019.005 | 712.215 | 696.0927
2024-03-30 | 1011.1062 | 2330.654 | 3105.2337 | 5710.0609 | 2107.5477 | 4471.8022 | 2982.0282 | 692.7656 | 687.4661
2024-03-30 01:00 | 988.3714 | 2329.6833 | 3123.9351 | 5623.9903 | 2075.2184 | 4377.3658 | 2999.2661 | 691.5839 | 641.622
2024-03-30 02:00 | 964.0814 | 2301.8337 | 3070.5484 | 5655.8294 | 2121.5564 | 4334.9358 | 2961.9176 | 681.6089 | 629.9319
2024-03-30 03:00 | 955.7065 | 2231.1955 | 2996.6481 | 5692.8597 | 2107.3401 | 4361.9942 | 2888.7467 | 661.7288 | 612.4145
2024-03-30 04:00 | 1034.0872 | 2325.6383 | 3106.1923 | 6136.3326 | 2241.7356 | 4629.4444 | 2904.4654 | 691.33 | 616.4815
2024-03-30 05:00 | 1254.2938 | 2504.9553 | 3252.0199 | 6975.7141 | 2580.9453 | 5082.5662 | 2955.5768 | 795.1744 | 676.6193
2024-03-30 06:00 | 1502.9393 | 2522.5085 | 3271.7342 | 7467.1565 | 2870.7427 | 5330.7948 | 2990.7713 | 856.2962 | 669.5406
2024-03-30 07:00 | 1517.2987 | 2461.0078 | 3287.238 | 7621.6315 | 3025.0184 | 5489.862 | 2989.3954 | 832.4182 | 612.8478
2024-03-30 08:00 | 1601.2172 | 2593.569 | 3426.3373 | 8089.1211 | 3278.7911 | 5802.3693 | 3112.0731 | 851.6318 | 715.0431
2024-03-30 09:00 | 1619.0698 | 2665.5638 | 3446.2813 | 8275.7151 | 3365.5911 | 5910.9769 | 3287.2056 | 848.6501 | 724.8662
2024-03-30 10:00 | 1574.4252 | 2629.8665 | 3465.2956 | 8342.3451 | 3359.888 | 5830.0738 | 3301.0942 | 850.3571 | 735.1816
2024-03-30 11:00 | 1557.3531 | 2649.7033 | 3520.0421 | 8236.4226 | 3367.1809 | 5795.3392 | 3362.7667 | 848.6187 | 717.4314
2024-03-30 12:00 | 1532.5192 | 2608.2685 | 3478.4425 | 8114.8087 | 3351.1679 | 5798.9546 | 3361.6275 | 810.4766 | 729.9181
2024-03-30 13:00 | 1513.5029 | 2573.0355 | 3486.861 | 8133.0183 | 3331.929 | 5816.0201 | 3291.6344 | 806.1939 | 730.4557
2024-03-30 14:00 | 1526.0534 | 2565.3038 | 3505.3961 | 8008.7029 | 3369.2097 | 5791.5097 | 3238.5909 | 809.0015 | 712.0296
2024-03-30 15:00 | 1568.3071 | 2667.3955 | 3521.3144 | 8220.0006 | 3352.2258 | 5834.6885 | 3197.8165 | 826.7656 | 728.2442
2024-03-30 16:00 | 1573.1083 | 2712.9404 | 3487.9546 | 8327.162 | 3430.7396 | 5870.1145 | 3250.5506 | 836.0431 | 745.3258
2024-03-30 17:00 | 1598.1119 | 2842.3631 | 3582.2282 | 8364.1037 | 3427.3378 | 5926.4193 | 3230.3728 | 850.9995 | 744.8431
2024-03-30 18:00 | 1710.69 | 3039.661 | 3743.9623 | 8653.9871 | 3513.075 | 6056.0323 | 3163.6922 | 921.0918 | 803.0715
2024-03-30 19:00 | 1659.3876 | 3041.1896 | 3702.7207 | 8486.8202 | 3586.983 | 5759.2281 | 3154.508 | 929.8412 | 867.2519
2024-03-30 20:00 | 1496.923 | 2770.9371 | 3712.6546 | 7920.9295 | 3349.526 | 5387.4135 | 3154.6074 | 853.8864 | 806.1403
2024-03-30 21:00 | 1284.0642 | 2551.2472 | 3521.5096 | 7153.0345 | 3001.3461 | 5045.8698 | 3111.0491 | 769.4424 | 752.696
2024-03-30 22:00 | 1102.2443 | 2438.3545 | 3293.9962 | 6454.3147 | 2660.3126 | 4691.6381 | 3068.5967 | 723.9736 | 678.9315
2024-03-30 23:00 | 1014.2236 | 2350.5004 | 3220.8862 | 5945.8809 | 2409.0875 | 4482.2192 | 3005.9129 | 683.657 | 666.3877
2024-03-31 | 928.6954 | 2338.4943 | 3187.339 | 5753.9907 | 2287.8935 | 4371.6271 | 3017.6781 | 672.6182 | 650.9703
2024-03-31 01:00 | 875.5654 | 2317.9281 | 3175.2645 | 5644.5007 | 2235.2566 | 4328.6824 | 2993.6116 | 666.8446 | 631.6796
2024-03-31 02:00 | 863.875 | 2307.5291 | 3126.3006 | 5600.029 | 2217.5266 | 4336.9838 | 2978.8482 | 665.6567 | 609.6173
2024-03-31 03:00 | 857.4168 | 2280.4379 | 3069.4706 | 5748.7908 | 2207.5641 | 4443.5385 | 2945.3062 | 663.6116 | 605.7235
2024-03-31 04:00 | 957.772 | 2323.7998 | 3147.3404 | 6189.8512 | 2379.9904 | 4691.1315 | 2972.9227 | 696.6441 | 611.3517
2024-03-31 05:00 | 1162.1917 | 2469.5676 | 3211.5965 | 6934.4378 | 2698.9115 | 5123.63 | 3058.3765 | 775.3652 | 643.8714
2024-03-31 06:00 | 1401.4401 | 2500.475 | 3208.582 | 7528.7761 | 3011.8476 | 5424.7858 | 3162.2885 | 830.8572 | 651.1465
2024-03-31 07:00 | 1466.1918 | 2454.4422 | 3236.9107 | 7793.9053 | 3177.6693 | 5562.661 | 3122.439 | 813.1304 | 605.0881
2024-03-31 08:00 | 1529.6352 | 2596.5424 | 3380.4625 | 8247.5693 | 3392.3801 | 5810.3606 | 3230.2591 | 830.428 | 657.2014
2024-03-31 09:00 | 1524.8597 | 2641.3473 | 3437.321 | 8393.8375 | 3401.3131 | 5897.5318 | 3320.0247 | 838.6448 | 665.3437
2024-03-31 10:00 | 1511.6039 | 2614.4259 | 3389.0829 | 8376.8415 | 3361.9272 | 5790.733 | 3294.4351 | 822.7146 | 644.4701
2024-03-31 11:00 | 1530.6011 | 2667.5398 | 3384.4676 | 8293.5338 | 3348.8468 | 5764.2333 | 3298.8121 | 814.952 | 657.1164
2024-03-31 12:00 | 1527.5821 | 2646.1123 | 3344.0258 | 8215.0192 | 3290.6888 | 5712.3171 | 3328.4504 | 811.0999 | 598.3656
2024-03-31 13:00 | 1554.6114 | 2570.3846 | 3350.8927 | 8215.0496 | 3278.3943 | 5690.8483 | 3333.7418 | 810.4653 | 663.7613
2024-03-31 14:00 | 1581.9487 | 2541.7895 | 3311.4763 | 8180.7561 | 3308.1504 | 5691.8212 | 3298.0443 | 838.1561 | 652.6409
2024-03-31 15:00 | 1602.4211 | 2560.004 | 3340.7851 | 8328.1559 | 3368.3858 | 5737.8764 | 3319.5776 | 865.6294 | 667.3447
2024-03-31 16:00 | 1585.3959 | 2606.3331 | 3390.8988 | 8397.7253 | 3355.6431 | 5690.9603 | 3325.8253 | 888.6622 | 761.464
2024-03-31 17:00 | 1585.6061 | 2682.8133 | 3420.3976 | 8413.3712 | 3370.3402 | 5799.3449 | 3334.5107 | 898.6572 | 783.8486
2024-03-31 18:00 | 1678.7505 | 2948.0083 | 3643.3307 | 8605.3526 | 3447.4922 | 6133.1793 | 3237.1429 | 936.7463 | 798.1374
2024-03-31 19:00 | 1652.5432 | 2926.1379 | 3587.9303 | 8302.1472 | 3542.0217 | 5872.9051 | 3169.6584 | 925.0561 | 840.7817
2024-03-31 20:00 | 1471.5694 | 2734.0973 | 3486.7208 | 7662.658 | 3294.6644 | 5396.1489 | 3184.6828 | 875.7371 | 813.6056
2024-03-31 21:00 | 1314.6557 | 2538.296 | 3298.6386 | 6999.2817 | 3013.0219 | 4908.0194 | 3163.201 | 792.5112 | 756.2948
2024-03-31 22:00 | 1086.9814 | 2368.7581 | 3133.2822 | 6364.3175 | 2688.7328 | 4600.811 | 3104.8841 | 752.7105 | 668.7026
2024-03-31 23:00 | 947.9504 | 2338.285 | 3007.8514 | 5893.8376 | 2441.3248 | 4430.3958 | 3081.5709 | 715.7508 | 640.7629
2024-04-01 | 966.4092 | 2298.4068 | 2971.4885 | 5713.9052 | 2314.2744 | 4296.8322 | 3063.8155 | 702.3072 | 638.6295
2024-04-01 01:00 | 969.0426 | 2276.5042 | 3005.5397 | 5674.1105 | 2277.8338 | 4302.9205 | 3020.8928 | 697.48 | 659.1174
2024-04-01 02:00 | 963.0895 | 2334.5693 | 2943.7663 | 5695.9497 | 2229.3803 | 4281.7624 | 3001.0261 | 690.1905 | 665.3396
2024-04-01 03:00 | 956.5789 | 2348.1045 | 2918.5215 | 5797.3597 | 2202.6673 | 4368.4774 | 2927.8413 | 687.7872 | 622.8741
2024-04-01 04:00 | 1058.0727 | 2384.2875 | 2989.4862 | 6222.9733 | 2366.9666 | 4624.8828 | 2935.2294 | 710.1185 | 646.8828
2024-04-01 05:00 | 1275.0556 | 2542.5329 | 3111.3692 | 7039.4548 | 2727.9022 | 5081.3083 | 3087.3608 | 765.656 | 670.6213
2024-04-01 06:00 | 1383.4674 | 2423.48 | 2972.9701 | 7300.3971 | 2859.9175 | 5127.7006 | 3009.8147 | 766.2173 | 629.7762
2024-04-01 07:00 | 1462.5033 | 2473.4985 | 3107.7047 | 7742.8746 | 3102.5065 | 5354.9439 | 3034.3375 | 785.878 | 622.0955
2024-04-01 08:00 | 1501.8108 | 2595.6047 | 3289.4661 | 8228.4875 | 3401.3318 | 5712.6082 | 3275.8625 | 827.4096 | 613.8528
2024-04-01 09:00 | 1551.3786 | 2681.7436 | 3276.9799 | 8477.7103 | 3442.7418 | 5925.7937 | 3388.0007 | 850.3304 | 629.7253
2024-04-01 10:00 | 1528.6343 | 2698.5542 | 3238.5859 | 8500.7817 | 3399.4499 | 5856.5578 | 3410.547 | 843.3994 | 667.8012
2024-04-01 11:00 | 1491.3209 | 2725.2344 | 3305.1939 | 8344.045 | 3339.9237 | 5835.7465 | 3335.53 | 818.2592 | 662.9614
2024-04-01 12:00 | 1470.0584 | 2655.1163 | 3309.0333 | 8212.6905 | 3333.4904 | 5748.565 | 3299.9659 | 806.9144 | 711.8062
2024-04-01 13:00 | 1474.0011 | 2638.6071 | 3327.2828 | 8210.4967 | 3287.4927 | 5760.6598 | 3310.9878 | 818.9287 | 662.5814
2024-04-01 14:00 | 1481.8057 | 2660.1156 | 3298.4054 | 8042.0958 | 3280.3237 | 5705.1835 | 3308.9189 | 832.4054 | 615.3157
2024-04-01 15:00 | 1541.2478 | 2701.8948 | 3323.7633 | 7997.5041 | 3213.1466 | 5790.3836 | 3252.5027 | 854.6703 | 633.3174
2024-04-01 16:00 | 1526.8503 | 2778.3259 | 3459.5792 | 8161.2624 | 3264.7094 | 5907.4463 | 3309.5287 | 883.1639 | 745.3169
2024-04-01 17:00 | 1613.3056 | 2826.9608 | 3490.8743 | 8191.0032 | 3320.3046 | 5923.2375 | 3350.1473 | 875.5716 | 757.4585
2024-04-01 18:00 | 1630.9043 | 3048.4204 | 3645.2256 | 8575.554 | 3383.2038 | 6194.6411 | 3377.2126 | 917.2649 | 744.9375
2024-04-01 19:00 | 1599.9696 | 3096.0985 | 3597.1485 | 8402.6503 | 3449.7819 | 5934.7567 | 3327.8733 | 914.2506 | 799.5949
2024-04-01 20:00 | 1478.7437 | 2934.2025 | 3477.9318 | 7829.3257 | 3225.7071 | 5448.6977 | 3269.759 | 863.3836 | 776.5345
2024-04-01 21:00 | 1269.8693 | 2709.7018 | 3373.6694 | 7161.6366 | 2844.3843 | 5119.8643 | 3207.1612 | 798.7179 | 736.401
2024-04-01 22:00 | 1085.3407 | 2527.6371 | 3149.6085 | 6516.5121 | 2669.19 | 4774.5797 | 3097.2827 | 753.499 | 671.9921
2024-04-01 23:00 | 1036.6293 | 2323.6879 | 3015.8718 | 6042.6505 | 2460.6584 | 4582.1619 | 2997.7857 | 702.8357 | 625.2363
2024-04-02 | 1011.5263 | 2359.5983 | 2980.3473 | 5799.4001 | 2288.1071 | 4520.7509 | 2959.2107 | 684.1287 | 600.9991
2024-04-02 01:00 | 1010.1921 | 2344.4539 | 3011.6826 | 5713.6865 | 2242.0217 | 4448.1366 | 2965.645 | 673.7327 | 592.5828
2024-04-02 02:00 | 977.8908 | 2350.3158 | 2972.0049 | 5659.4959 | 2172.0701 | 4386.3247 | 2936.5333 | 667.2394 | 584.4419
2024-04-02 03:00 | 990.2765 | 2355.9887 | 2938.259 | 5725.5432 | 2235.9278 | 4419.8363 | 2947.1405 | 675.9177 | 581.8271
2024-04-02 04:00 | 1034.3569 | 2504.3708 | 3038.3274 | 6053.7707 | 2333.9416 | 4658.5708 | 3018.6289 | 700.4223 | 615.1855
2024-04-02 05:00 | 1121.8089 | 2653.8449 | 3217.5958 | 6593.7631 | 2498.6268 | 5072.7308 | 3128.9183 | 751.4352 | 654.892
2024-04-02 06:00 | 1257.3362 | 2693.678 | 3241.7214 | 7015.0434 | 2672.7102 | 5328.4833 | 3172.8518 | 785.8753 | 640.0414
2024-04-02 07:00 | 1346.4049 | 2565.2183 | 3230.5076 | 7326.5976 | 2752.9373 | 5359.664 | 3111.9305 | 782.7377 | 608.9321
2024-04-02 08:00 | 1452.9817 | 2704.9138 | 3367.1535 | 7834.1498 | 2981.0754 | 5684.5951 | 3253.6036 | 816.0443 | 642.861
2024-04-02 09:00 | 1464.748 | 2823.4799 | 3406.8387 | 8115.9384 | 3082.6808 | 5764.0391 | 3364.8383 | 824.4839 | 685.4667
2024-04-02 10:00 | 1445.8179 | 2851.3716 | 3469.1404 | 8137.7291 | 3072.1895 | 5707.9971 | 3363.1671 | 815.9186 | 694.8403
2024-04-02 11:00 | 1409.4175 | 2804.161 | 3474.0129 | 7922.7278 | 3012.5267 | 5626.2004 | 3295.0429 | 805.732 | 673.3537
2024-04-02 12:00 | 1377.2603 | 2714.5263 | 3390.6264 | 7788.9034 | 2926.8815 | 5562.7035 | 3230.16 | 790.2452 | 671.8583
2024-04-02 13:00 | 1355.9376 | 2705.0264 | 3323.9916 | 7699.2818 | 2816.3878 | 5608.9656 | 3231.7358 | 800.8297 | 665.739
2024-04-02 14:00 | 1338.0323 | 2727.5163 | 3301.577 | 7580.7697 | 2785.2752 | 5589.7272 | 3223.5916 | 808.5156 | 645.1593
2024-04-02 15:00 | 1389.6828 | 2827.9438 | 3391.4205 | 7657.8843 | 2741.4919 | 5740.4638 | 3220.9595 | 829.324 | 579.3304
2024-04-02 16:00 | 1440.5355 | 2858.565 | 3489.869 | 7730.119 | 2708.1561 | 5799.1843 | 3232.8737 | 808.601 | 668.2511
2024-04-02 17:00 | 1527.5248 | 2922.7832 | 3574.1824 | 7760.4913 | 2770.5588 | 5857.3911 | 3214.3588 | 820.7629 | 694.0054
2024-04-02 18:00 | 1679.3187 | 3109.1558 | 3699.641 | 8104.6013 | 2853.5731 | 6075.0805 | 3215.2892 | 896.9911 | 692.4096
2024-04-02 19:00 | 1593.7435 | 3086.1448 | 3600.7021 | 7991.6373 | 2995.7513 | 5855.2533 | 3260.998 | 897.0635 | 733.0827
2024-04-02 20:00 | 1419.5203 | 2884.0505 | 3413.7826 | 7580.4224 | 2898.9239 | 5486.9239 | 3167.5979 | 839.6029 | 738.1321
2024-04-02 21:00 | 1235.0629 | 2649.4826 | 3230.8641 | 6942.9315 | 2674.0336 | 5039.894 | 3128.6628 | 765.3932 | 700.2894
2024-04-02 22:00 | 1085.651 | 2470.5734 | 3037.6149 | 6333.4976 | 2415.0874 | 4686.2554 | 2948.5023 | 705.938 | 637.3368
2024-04-02 23:00 | 992.9559 | 2333.2357 | 2944.5005 | 5826.0891 | 2169.1196 | 4459.509 | 2845.3984 | 675.3337 | 626.3163
2024-04-03 | 917.1671 | 2288.6821 | 2847.1748 | 5623.3812 | 2141.012 | 4326.0428 | 2788.767 | 658.6594 | 612.605
2024-04-03 01:00 | 893.738 | 2313.7466 | 2802.606 | 5420.2394 | 2156.3196 | 4326.5425 | 2764.964 | 652.6858 | 583.2587
2024-04-03 02:00 | 871.3346 | 2321.2301 | 2853.6546 | 5386.9744 | 2084.5015 | 4274.6363 | 2802.1334 | 646.5393 | 582.5523
2024-04-03 03:00 | 865.4704 | 2290.1087 | 2894.9242 | 5390.3167 | 2131.5297 | 4285.5826 | 2800.9595 | 643.5359 | 586.8197
2024-04-03 04:00 | 895.3932 | 2384.3506 | 3050.0007 | 5757.1007 | 2167.0157 | 4517.4879 | 2862.9499 | 656.197 | 585.7423
2024-04-03 05:00 | 966.83 | 2469.3298 | 3213.1671 | 6349.3957 | 2339.7089 | 4901.299 | 2987.8225 | 700.4488 | 641.55
2024-04-03 06:00 | 1106.8282 | 2514.4316 | 3195.9694 | 6757.8321 | 2466.6589 | 5223.1437 | 2968.353 | 712.2227 | 605.6971
2024-04-03 07:00 | 1246.5243 | 2459.0332 | 3145.0599 | 6890.8262 | 2631.6724 | 5236.1862 | 2830.0657 | 709.1059 | 626.9997
2024-04-03 08:00 | 1325.2265 | 2608.0222 | 3240.599 | 7278.5418 | 2799.3739 | 5295.5547 | 2877.6219 | 729.5727 | 635.0427
2024-04-03 09:00 | 1307.6869 | 2706.4521 | 3312.6602 | 7583.8897 | 2899.7795 | 5455.135 | 2930.8397 | 742.4739 | 611.1104
2024-04-03 10:00 | 1273.7343 | 2597.9375 | 3305.1146 | 7608.9683 | 2932.2801 | 5415.0162 | 2915.5698 | 726.2076 | 630.9173
2024-04-03 11:00 | 1243.4781 | 2588.9034 | 3206.8614 | 7376.3287 | 2901.8188 | 5303.6268 | 2978.777 | 700.7416 | 608.9984
2024-04-03 12:00 | 1243.4801 | 2607.7879 | 3140.5585 | 7234.7831 | 2842.7126 | 5277.5501 | 3026.126 | 709.7953 | 619.4504
2024-04-03 13:00 | 1235.7763 | 2597.7367 | 3185.513 | 7187.1056 | 2709.4827 | 5235.9197 | 3050.8363 | 728.4398 | 659.212
2024-04-03 14:00 | 1214.386 | 2601.209 | 3193.9878 | 7234.7131 | 2554.1244 | 5304.514 | 3057.7528 | 734.4927 | 677.3671
2024-04-03 15:00 | 1236.8566 | 2647.1486 | 3239.2794 | 7290.3807 | 2547.3701 | 5391.1495 | 3101.8015 | 744.4311 | 682.5933
2024-04-03 16:00 | 1253.9008 | 2677.2927 | 3288.8774 | 7376.5043 | 2601.0204 | 5506.983 | 3074.2263 | 740.6687 | 709.615
2024-04-03 17:00 | 1330.6386 | 2789.6789 | 3375.6614 | 7476.7976 | 2721.6674 | 5653.4058 | 3096.7877 | 776.4848 | 706.9062
2024-04-03 18:00 | 1502.3975 | 3019.3546 | 3506.5464 | 7918.2769 | 2906.2454 | 5892.6588 | 3147.8646 | 846.9179 | 728.1978
2024-04-03 19:00 | 1529.0196 | 3019.6885 | 3442.5165 | 7890.5946 | 3123.9707 | 5642.2282 | 3232.9593 | 870.0203 | 807.0684
2024-04-03 20:00 | 1312.6622 | 2808.1066 | 3295.4608 | 7368.1639 | 3013.7139 | 5299.3604 | 3249.2906 | 826.4445 | 741.8875
2024-04-03 21:00 | 1162.9592 | 2582.7601 | 3187.6822 | 6734.2877 | 2793.3099 | 4909.5506 | 3157.9128 | 760.6037 | 687.6147
2024-04-03 22:00 | 982.688 | 2408.8679 | 2960.1254 | 6147.7362 | 2521.3327 | 4618.8421 | 3049.7766 | 706.4496 | 635.723
2024-04-03 23:00 | 944.7317 | 2356.9667 | 2887.8503 | 5743.4052 | 2285.0695 | 4324.5742 | 2981.9661 | 668.8775 | 590.9297
2024-04-04 | 876.6714 | 2325.8148 | 2880.0618 | 5526.0554 | 2174.9624 | 4231.0689 | 2985.8592 | 658.0649 | 584.591
2024-04-04 01:00 | 857.4467 | 2311.07 | 2853.0497 | 5415.8252 | 2145.3887 | 4254.7063 | 3021.3766 | 655.8395 | 583.0683
2024-04-04 02:00 | 846.7125 | 2293.1518 | 2852.1692 | 5386.3451 | 2132.79 | 4216.5118 | 3005.5802 | 648.0778 | 584.8256
2024-04-04 03:00 | 838.5708 | 2305.5486 | 2856.5312 | 5533.0325 | 2108.9944 | 4258.4003 | 2929.8189 | 649.0208 | 562.6175
2024-04-04 04:00 | 914.3809 | 2338.6875 | 2903.9275 | 5988.8179 | 2330.4787 | 4523.8645 | 2939.4238 | 673.5575 | 590.8432
2024-04-04 05:00 | 1083.7756 | 2477.3914 | 3033.1668 | 6860.7877 | 2607.8141 | 4964.1146 | 3037.2017 | 747.1209 | 609.966
2024-04-04 06:00 | 1338.5102 | 2569.3569 | 3107.6669 | 7493.7155 | 2960.6766 | 5392.193 | 3129.0228 | 790.478 | 609.1046
2024-04-04 07:00 | 1422.3519 | 2537.0637 | 3136.7247 | 7701.0797 | 3106.9981 | 5547.9722 | 3072.2139 | 778.0553 | 584.2988
2024-04-04 08:00 | 1510.2094 | 2610.1657 | 3302.0952 | 8269.8518 | 3360.8728 | 5873.741 | 3221.3153 | 817.984 | 597.7065
2024-04-04 09:00 | 1536.6664 | 2709.4382 | 3434.5232 | 8455.8144 | 3437.4331 | 5967.3062 | 3331.7415 | 825.4702 | 666.5079
2024-04-04 10:00 | 1555.5747 | 2688.968 | 3436.184 | 8538.9129 | 3414.0389 | 5856.7463 | 3329.3731 | 824.1352 | 635.3469
2024-04-04 11:00 | 1575.8095 | 2691.4858 | 3454.5723 | 8542.2753 | 3379.9902 | 5831.7671 | 3395.1995 | 824.6833 | 631.3325
2024-04-04 12:00 | 1561.9783 | 2649.6525 | 3402.3556 | 8392.5565 | 3335.343 | 5784.6214 | 3399.702 | 819.0848 | 632.5084
2024-04-04 13:00 | 1563.8858 | 2659.649 | 3445.851 | 8476.247 | 3244.7483 | 5761.3452 | 3425.817 | 849.7925 | 624.8802
2024-04-04 14:00 | 1570.3167 | 2581.5008 | 3412.6593 | 8473.2554 | 3266.9713 | 5745.1346 | 3409.9901 | 854.6136 | 556.4914
2024-04-04 15:00 | 1602.6832 | 2662.8632 | 3427.621 | 8589.7442 | 3328.5577 | 5925.923 | 3446.0933 | 862.5692 | 620.7463
2024-04-04 16:00 | 1636.9428 | 2742.77 | 3445.0671 | 8678.0021 | 3416.7043 | 5977.2007 | 3439.0101 | 886.2935 | 695.3182
2024-04-04 17:00 | 1719.0717 | 2792.5713 | 3533.8962 | 8679.881 | 3416.0641 | 6065.3108 | 3363.3731 | 896.6803 | 759.9364
2024-04-04 18:00 | 1868.5151 | 3078.2499 | 3737.0515 | 8875.1447 | 3407.5659 | 6241.8509 | 3279.0641 | 934.9392 | 796.4033
2024-04-04 19:00 | 1720.0331 | 3000.5612 | 3640.8096 | 8465.7075 | 3505.2049 | 5980.28 | 3249.5544 | 918.7656 | 841.0573
2024-04-04 20:00 | 1522.3548 | 2820.5852 | 3556.1796 | 7962.472 | 3363.1014 | 5547.8377 | 3216.9406 | 859.1207 | 787.2426
2024-04-04 21:00 | 1321.5036 | 2624.8966 | 3357.3829 | 7371.9382 | 3010.5668 | 5186.853 | 3252.1302 | 817.9942 | 730.6979
2024-04-04 22:00 | 1111.2962 | 2471.78 | 3166.9512 | 6627.622 | 2724.0648 | 4859.8811 | 3246.6361 | 758.337 | 679.0813
2024-04-04 23:00 | 990.8828 | 2334.9579 | 3101.0515 | 6067.0509 | 2456.9978 | 4670.1232 | 3173.2446 | 709.9383 | 658.5602
2024-04-05 | 980.1155 | 2270.7673 | 2981.621 | 5852.2441 | 2364.2821 | 4554.4538 | 3154.0581 | 684.3276 | 640.5376
2024-04-05 01:00 | 997.4815 | 2214.6108 | 2947.5964 | 5798.0572 | 2297.8962 | 4509.4977 | 3157.9804 | 676.6937 | 629.941
2024-04-05 02:00 | 987.9092 | 2195.6614 | 2926.0542 | 5793.8131 | 2188.4152 | 4485.2387 | 3089.1837 | 677.105 | 592.6708
2024-04-05 03:00 | 951.3374 | 2189.8078 | 2923.1131 | 5980.4362 | 2214.4363 | 4490.5408 | 3054.9951 | 677.7479 | 563.2695
2024-04-05 04:00 | 986.719 | 2219.1313 | 2994.3743 | 6463.1037 | 2396.2338 | 4745.175 | 3074.7402 | 711.0273 | 589.5676
2024-04-05 05:00 | 1142.1125 | 2254.1345 | 3100.8766 | 7304.6213 | 2736.511 | 5232.06 | 3181.734 | 797.495 | 639.1643
2024-04-05 06:00 | 1356.6341 | 2389.2671 | 3186.627 | 7856.1514 | 2938.402 | 5458.7344 | 3281.7139 | 839.1982 | 632.2596
2024-04-05 07:00 | 1480.4463 | 2489.7233 | 3159.1391 | 8099.9615 | 3104.1628 | 5629.8246 | 3189.0295 | 840.3627 | 612.107
2024-04-05 08:00 | 1598.9819 | 2558.5376 | 3232.4188 | 8619.5589 | 3379.8424 | 5918.1117 | 3323.2792 | 873.6759 | 617.3031
2024-04-05 09:00 | 1578.6441 | 2588.2636 | 3365.8641 | 8746.7057 | 3439.6231 | 5985.5957 | 3442.1009 | 869.1739 | 658.2517
2024-04-05 10:00 | 1558.1402 | 2513.9122 | 3314.4107 | 8697.6863 | 3354.7306 | 5929.7525 | 3435.4244 | 857.459 | 639.7023
2024-04-05 11:00 | 1557.6111 | 2528.6079 | 3331.4471 | 8538.4848 | 3277.7959 | 5884.8104 | 3474.8597 | 848.3977 | 625.3948
2024-04-05 12:00 | 1518.013 | 2540.1942 | 3351.9987 | 8394.8415 | 3232.4904 | 5873.2599 | 3456.6248 | 852.8836 | 585.0071
2024-04-05 13:00 | 1505.4902 | 2467.284 | 3357.4783 | 8422.6042 | 3158.9902 | 5864.76 | 3456.9066 | 871.4099 | 591.8071
2024-04-05 14:00 | 1513.5261 | 2456.4337 | 3359.3796 | 8393.6931 | 3107.7281 | 5849.3497 | 3339.0346 | 855.6741 | 610.7674
2024-04-05 15:00 | 1653.3927 | 2543.322 | 3463.3844 | 8580.1317 | 3153.8896 | 5964.0406 | 3382.2595 | 880.1553 | 650.1637
2024-04-05 16:00 | 1612.5038 | 2664.7385 | 3498.9983 | 8738.6872 | 3235.8441 | 6047.4798 | 3397.1463 | 915.8594 | 689.5407
2024-04-05 17:00 | 1651.3857 | 2784.8575 | 3456.3139 | 8717.2605 | 3284.7506 | 6054.7442 | 3368.4768 | 909.8029 | 774.6853
2024-04-05 18:00 | 1800.8995 | 3006.4341 | 3600.7018 | 8949.2065 | 3334.4726 | 6304.3856 | 3289.9763 | 933.6692 | 817.7761
2024-04-05 19:00 | 1742.8151 | 2994.7737 | 3566.8553 | 8764.4084 | 3317.665 | 6065.0363 | 3295.4382 | 929.6396 | 866.0559
2024-04-05 20:00 | 1561.0683 | 2792.7147 | 3385.4941 | 8158.9536 | 3080.1486 | 5610.7972 | 3317.8239 | 863.7775 | 823.9215
2024-04-05 21:00 | 1354.2931 | 2544.0114 | 3299.7544 | 7437.1723 | 2777.8899 | 5106.8081 | 3290.341 | 786.1271 | 744.766
2024-04-05 22:00 | 1164.6432 | 2304.5855 | 3059.0184 | 6742.1192 | 2560.7301 | 4792.9885 | 3126.6264 | 723.7467 | 683.5776
2024-04-05 23:00 | 1047.9688 | 2182.2029 | 2921.5869 | 6220.7142 | 2386.3872 | 4558.8188 | 3044.5028 | 679.8005 | 627.7754
2024-04-06 | 1007.6691 | 2152.9474 | 2895.7057 | 6055.3728 | 2283.896 | 4419.2565 | 3054.3644 | 671.1153 | 605.8862
2024-04-06 01:00 | 1007.8741 | 2142.3593 | 2830.1289 | 5972.6262 | 2234.1251 | 4404.6261 | 3136.8101 | 664.4718 | 608.9726
2024-04-06 02:00 | 972.6873 | 2131.127 | 2819.7779 | 5950.736 | 2222.7175 | 4403.4831 | 3097.1946 | 660.0707 | 610.3849
2024-04-06 03:00 | 971.8844 | 2118.4992 | 2793.17 | 6121.4016 | 2240.1326 | 4391.2469 | 3045.2979 | 660.947 | 586.13
2024-04-06 04:00 | 1028.5555 | 2187.123 | 2886.8089 | 6658.3647 | 2391.8047 | 4585.0067 | 3077.1682 | 700.1216 | 600.3462
2024-04-06 05:00 | 1171.175 | 2305.6857 | 3026.8391 | 7342.458 | 2629.7696 | 5189.1063 | 3141.1988 | 772.1587 | 635.8756
2024-04-06 06:00 | 1402.2637 | 2341.1606 | 3040.0899 | 7970.6521 | 2860.6454 | 5530.9594 | 3259.7972 | 816.3699 | 678.1323
2024-04-06 07:00 | 1501.711 | 2307.7681 | 3052.4737 | 8181.7361 | 3035.364 | 5770.3946 | 3213.9872 | 813.9005 | 619.4679
2024-04-06 08:00 | 1557.4163 | 2377.8152 | 3191.0854 | 8641.1832 | 3270.0059 | 6054.8429 | 3339.2247 | 830.2037 | 623.8931
2024-04-06 09:00 | 1551.0905 | 2500.5758 | 3236.4282 | 8890.34 | 3334.714 | 6206.0191 | 3465.4657 | 859.5065 | 615.5347
2024-04-06 10:00 | 1527.8533 | 2529.4812 | 3253.9439 | 8903.6493 | 3294.6931 | 6138.1856 | 3391.852 | 868.207 | 584.2967
2024-04-06 11:00 | 1479.386 | 2431.9591 | 3253.5862 | 8766.9596 | 3203.3908 | 6010.399 | 3360.7964 | 856.8829 | 629.9894
2024-04-06 12:00 | 1452.3354 | 2393.0173 | 3159.9655 | 8539.4847 | 3107.9157 | 5862.3275 | 3332.8873 | 851.9503 | 606.0432
2024-04-06 13:00 | 1426.7611 | 2385.8428 | 3181.0296 | 8558.496 | 3080.3524 | 5896.0928 | 3298.9848 | 880.1323 | 590.3883
2024-04-06 14:00 | 1472.413 | 2382.6781 | 3225.8462 | 8479.8948 | 3058.1792 | 5890.1894 | 3253.2531 | 871.1238 | 594.7456
2024-04-06 15:00 | 1540.4228 | 2518.5033 | 3270.962 | 8610.5189 | 3080.4524 | 6034.2742 | 3220.495 | 885.4987 | 659.67
2024-04-06 16:00 | 1638.9868 | 2580.9267 | 3294.2842 | 8826.4137 | 3110.9208 | 6133.2769 | 3246.4985 | 905.9003 | 708.5635
2024-04-06 17:00 | 1682.6254 | 2653.3069 | 3355.8797 | 8785.795 | 3200.5714 | 6030.9953 | 3263.3157 | 889.2845 | 781.5949
2024-04-06 18:00 | 1768.409 | 2917.6355 | 3600.2451 | 9056.7233 | 3290.4051 | 6223.4135 | 3278.0507 | 945.5111 | 806.2479
2024-04-06 19:00 | 1633.6432 | 2960.1058 | 3635.691 | 8865.7917 | 3303.3071 | 6049.2534 | 3315.8053 | 959.7341 | 854.5628
2024-04-06 20:00 | 1447.0089 | 2762.3083 | 3570.1167 | 8373.7551 | 2970.2803 | 5695.4512 | 3255.4335 | 890.6754 | 812.6845
2024-04-06 21:00 | 1254.9091 | 2533.0485 | 3433.2198 | 7598.8499 | 2611.19 | 5350.706 | 3298.1159 | 827.4627 | 773.6496
2024-04-06 22:00 | 1065.9036 | 2354.9614 | 3207.085 | 6880.522 | 2279.5568 | 4918.6552 | 3219.1952 | 772.0344 | 735.4457
2024-04-06 23:00 | 975.1023 | 2197.8195 | 3065.1819 | 6302.6285 | 1980.8092 | 4682.3429 | 3086.841 | 730.3221 | 708.8424
2024-04-07 | 941.368 | 2153.8158 | 3025.0136 | 6046.3019 | 1819.4627 | 4551.3441 | 3108.4383 | 718.2954 | 702.1747
2024-04-07 01:00 | 983.5873 | 2174.4842 | 3000.7655 | 5925.4939 | 1711.1697 | 4553.0646 | 3091.2411 | 718.7546 | 691.1437
2024-04-07 02:00 | 971.8333 | 2135.8396 | 2952.6123 | 5854.0753 | 1704.9084 | 4510.4371 | 3084.5755 | 702.9866 | 687.4196
2024-04-07 03:00 | 933.3829 | 2133.1055 | 2946.1856 | 6110.8958 | 1738.3696 | 4549.3834 | 3065.1388 | 706.5608 | 663.3011
2024-04-07 04:00 | 1004.9611 | 2226.0352 | 3022.8923 | 6638.8701 | 1884.1393 | 4805.6781 | 3108.5784 | 737.428 | 719.6694
2024-04-07 05:00 | 1123.2632 | 2361.1017 | 3121.037 | 7420.7459 | 2219.9373 | 5275.4583 | 3227.6603 | 811.6949 | 769.5944
2024-04-07 06:00 | 1331.6479 | 2424.0419 | 3172.9512 | 7979.822 | 2611.1336 | 5606.2086 | 3288.8846 | 852.4496 | 683.3636
2024-04-07 07:00 | 1475.2753 | 2382.1358 | 3190.8441 | 8114.0219 | 2749.1319 | 5853.9249 | 3227.5968 | 834.7745 | 639.9958
2024-04-07 08:00 | 1560.7526 | 2419.7714 | 3310.7442 | 8554.9373 | 2957.7039 | 6101.4034 | 3312.6286 | 875.8796 | 584.9652
2024-04-07 09:00 | 1636.4491 | 2472.5233 | 3349.8992 | 8779.5798 | 3033.356 | 6140.8002 | 3349.3342 | 874.0812 | 568.8214
2024-04-07 10:00 | 1674.116 | 2453.7039 | 3278.6211 | 8795.1449 | 3001.6746 | 6072.8696 | 3423.9923 | 873.6609 | 602.4287
2024-04-07 11:00 | 1658.3234 | 2434.7958 | 3342.4274 | 8665.0709 | 2976.1804 | 5979.0621 | 3366.4751 | 858.3856 | 628.3594
2024-04-07 12:00 | 1602.8315 | 2412.2098 | 3334.4452 | 8453.5936 | 2884.3994 | 5848.302 | 3294.4076 | 849.5954 | 603.6753
2024-04-07 13:00 | 1564.41 | 2355.6602 | 3349.7773 | 8335.8014 | 2763.6779 | 5737.5929 | 3205.7438 | 824.6685 | 546.289
2024-04-07 14:00 | 1571.7839 | 2333.9442 | 3320.0998 | 8243.1649 | 2763.6098 | 5746.0504 | 3186.5861 | 826.027 | 528.8114
2024-04-07 15:00 | 1591.7752 | 2370.4067 | 3326.8057 | 8318.9889 | 2852.009 | 5804.3312 | 3121.7464 | 857.9012 | 550.9749
2024-04-07 16:00 | 1637.2136 | 2410.7974 | 3306.4547 | 8492.4531 | 2946.3487 | 5865.3847 | 3158.7894 | 873.672 | 634.2297
2024-04-07 17:00 | 1700.5259 | 2591.3586 | 3405.8656 | 8407.4268 | 2980.816 | 5988.2618 | 3226.8589 | 883.0934 | 709.264
2024-04-07 18:00 | 1792.1882 | 2899.0039 | 3506.4695 | 8630.2828 | 3062.261 | 6132.2765 | 3244.07 | 946.0746 | 770.6465
2024-04-07 19:00 | 1659.4909 | 2862.4216 | 3446.021 | 8486.3334 | 3136.7268 | 5858.4476 | 3239.3155 | 930.7949 | 762.4752
2024-04-07 20:00 | 1516.197 | 2645.451 | 3295.6701 | 7988.5577 | 2816.3097 | 5491.0255 | 3223.5934 | 848.063 | 693.1958
2024-04-07 21:00 | 1358.9485 | 2437.151 | 3160.7418 | 7214.8779 | 2485.9668 | 5102.9872 | 3206.342 | 772.704 | 656.6395
2024-04-07 22:00 | 1180.633 | 2273.5678 | 3019.5391 | 6482.6503 | 2195.1157 | 4722.8069 | 3164.4922 | 731.2428 | 667.4476
2024-04-07 23:00 | 1035.0152 | 2165.9765 | 2945.6085 | 5976.9112 | 1981.5985 | 4445.3082 | 3091.4648 | 686.8044 | 625.938
2024-04-08 | 983.4593 | 2133.4543 | 2828.1061 | 5768.9345 | 1881.1344 | 4355.3671 | 3117.7678 | 666.6665 | 587.1626
2024-04-08 01:00 | 975.318 | 2113.8214 | 2846.2578 | 5699.9139 | 1820.5479 | 4336.1751 | 3090.4141 | 655.6573 | 567.227
2024-04-08 02:00 | 925.3004 | 2091.5653 | 2774.8084 | 5683.9428 | 1865.5944 | 4324.9276 | 3019.9829 | 648.9353 | 564.8152
2024-04-08 03:00 | 908.5787 | 2074.4516 | 2727.0207 | 5787.7353 | 1846.1914 | 4357.9471 | 2982.6885 | 655.3035 | 568.6749
2024-04-08 04:00 | 966.3081 | 2141.7719 | 2762.0068 | 6160.4183 | 1993.9368 | 4581.6738 | 3064.927 | 678.4859 | 596.9432
2024-04-08 05:00 | 1083.5715 | 2257.3885 | 2993.1855 | 6757.3696 | 2203.2262 | 4997.7454 | 3132.9981 | 753.3922 | 618.3441
2024-04-08 06:00 | 1281.2157 | 2304.1907 | 2978.2955 | 7196.5904 | 2444.5681 | 4787.794 | 3121.0134 | 785.5194 | 646.3255
2024-04-08 07:00 | 1375.8036 | 2176.2551 | 2839.101 | 7203.3799 | 2529.6239 | 5033.9176 | 2957.8791 | 756.9134 | 578.6868
2024-04-08 08:00 | 1444.3766 | 2224.1149 | 2899.5754 | 7554.1342 | 2675.7404 | 5305.6282 | 3004.7369 | 789.5575 | 574.7402
2024-04-08 09:00 | 1439.6106 | 2300.1443 | 2999.9886 | 7751.051 | 2743.4306 | 5432.3684 | 3115.3816 | 822.5308 | 547.3587
2024-04-08 10:00 | 1418.6046 | 2277.8709 | 2984.9016 | 7838.2729 | 2717.2579 | 5315.4398 | 3092.8765 | 814.9021 | 560.7561
2024-04-08 11:00 | 1410.8739 | 2231.6936 | 2990.3547 | 7769.4954 | 2643.1261 | 5242.2537 | 2983.6311 | 806.2137 | 535.8421
2024-04-08 12:00 | 1362.763 | 2225.7595 | 3003.596 | 7600.1414 | 2632.9126 | 5095.7677 | 2912.0746 | 773.24 | 564.2975
2024-04-08 13:00 | 1320.5017 | 2204.4575 | 2979.9713 | 7500.945 | 2533.041 | 5100.9942 | 2971.5813 | 774.3562 | 569.2311
2024-04-08 14:00 | 1291.8541 | 2179.9841 | 2955.4073 | 7355.2391 | 2496.3867 | 5100.2273 | 2931.7379 | 763.0648 | 570.7458
2024-04-08 15:00 | 1353.1946 | 2278.4015 | 2959.9427 | 7359.3239 | 2448.5349 | 5122.9557 | 2915.4897 | 755.5126 | 593.8822
2024-04-08 16:00 | 1382.7974 | 2325.2248 | 2980.3264 | 7439.592 | 2456.1392 | 5169.4034 | 2866.2371 | 756.1802 | 602.2109
2024-04-08 17:00 | 1469.4078 | 2436.3584 | 3053.1196 | 7663.8609 | 2566.6873 | 5307.616 | 2903.1707 | 762.4037 | 653.9086
2024-04-08 18:00 | 1556.7626 | 2679.7939 | 3286.2648 | 8113.4708 | 2700.9348 | 5573.0081 | 2987.2045 | 828.2168 | 716.4668
2024-04-08 19:00 | 1504.2921 | 2691.998 | 3355.5098 | 8081.2506 | 2809.2926 | 5436.3706 | 3046.38 | 831.7292 | 759.9555
2024-04-08 20:00 | 1325.5505 | 2542.36 | 3311.1324 | 7640.9137 | 2681.87 | 5142.0842 | 3035.71 | 770.7085 | 685.8442
2024-04-08 21:00 | 1175.1021 | 2387.9762 | 3197.1116 | 6921.2822 | 2420.3735 | 4797.5389 | 3011.377 | 718.7846 | 633.0768
2024-04-08 22:00 | 1047.034 | 2214.9765 | 3013.8155 | 6226.6406 | 2180.7375 | 4455.4294 | 2935.9095 | 679.1461 | 579.3027
2024-04-08 23:00 | 974.0577 | 2090.1957 | 2901.3468 | 5717.2665 | 2031.1577 | 4212.3234 | 2905.0218 | 644.2795 | 575.3659
2024-04-09 | 910.8599 | 2104.4434 | 2845.8793 | 5473.3346 | 1943.2826 | 4121.9647 | 2936.4455 | 627.3463 | 553.8006
2024-04-09 01:00 | 842.7369 | 2102.5812 | 2825.844 | 5436.1605 | 1907.1218 | 4125.7381 | 2905.0996 | 623.5629 | 544.8585
2024-04-09 02:00 | 838.2801 | 2137.59 | 2737.4348 | 5427.3935 | 1824.6105 | 4111.254 | 2865.351 | 623.1945 | 532.3968
2024-04-09 03:00 | 843.0321 | 2135.7893 | 2722.0008 | 5373.6192 | 1791.2762 | 4131.0466 | 2843.7977 | 623.8699 | 570.388
2024-04-09 04:00 | 890.6026 | 2232.5755 | 2842.4019 | 5705.4608 | 1904.5982 | 4311.4046 | 2933.6503 | 632.9731 | 620.5679
2024-04-09 05:00 | 1003.3189 | 2387.5802 | 3022.5838 | 6174.3244 | 2111.0452 | 4745.5772 | 3126.8441 | 685.798 | 654.7336
2024-04-09 06:00 | 1114.3432 | 2343.6435 | 3026.2218 | 6611.5274 | 2242.8432 | 4937.7999 | 3128.4309 | 703.4225 | 678.361
2024-04-09 07:00 | 1225.4804 | 2276.4964 | 2990.9507 | 6851.8337 | 2324.916 | 5015.3385 | 2969.7279 | 718.9385 | 608.1089
2024-04-09 08:00 | 1332.922 | 2351.1275 | 3075.4196 | 7323.0492 | 2543.8295 | 5071.6241 | 2997.2431 | 750.6273 | 633.9916
2024-04-09 09:00 | 1323.975 | 2401.3326 | 3162.0162 | 7701.0857 | 2642.8085 | 5179.2087 | 3127.4134 | 787.2789 | 629.956
2024-04-09 10:00 | 1275.3897 | 2399.9191 | 3191.2593 | 7642.9795 | 2664.0979 | 5189.6716 | 3209.6769 | 774.4655 | 616.0428
2024-04-09 11:00 | 1249.0487 | 2409.2786 | 3213.8306 | 7514.0377 | 2604.5191 | 5143.099 | 3138.7571 | 782.6801 | 566.4104
2024-04-09 12:00 | 1226.5748 | 2388.8429 | 3199.8773 | 7436.2563 | 2524.4632 | 5117.6764 | 3120.7754 | 768.8334 | 582.8963
2024-04-09 13:00 | 1215.2912 | 2413.3867 | 3211.8539 | 7406.3849 | 2484.604 | 5095.1649 | 3126.7902 | 799.487 | 543.6014
2024-04-09 14:00 | 1199.614 | 2397.9686 | 3211.7381 | 7277.2092 | 2551.647 | 5062.3011 | 3044.0627 | 791.2555 | 515.2938
2024-04-09 15:00 | 1219.8279 | 2420.6865 | 3295.6995 | 7267.3204 | 2583.9058 | 5178.0658 | 3052.761 | 783.0235 | 501.5363
2024-04-09 16:00 | 1248.1385 | 2464.7344 | 3264.0106 | 7359.6028 | 2564.0688 | 5225.4339 | 3023.133 | 779.4322 | 557.9672
2024-04-09 17:00 | 1313.7712 | 2588.1461 | 3321.4642 | 7591.8066 | 2522.8541 | 5336.2215 | 3057.4417 | 803.5125 | 643.8525
2024-04-09 18:00 | 1483.7745 | 2836.6509 | 3498.0374 | 7876.59 | 2690.1524 | 5602.4039 | 3084.108 | 855.9892 | 723.0103
2024-04-09 19:00 | 1434.8469 | 2862.0334 | 3497.7073 | 7880.5402 | 2875.6703 | 5466.9917 | 3139.0441 | 841.816 | 718.1589
2024-04-09 20:00 | 1290.6566 | 2673.372 | 3341.8975 | 7387.8198 | 2811.0303 | 5127.3454 | 3113.1023 | 776.8988 | 698.1033
2024-04-09 21:00 | 1144.7847 | 2489.8942 | 3152.9675 | 6815.6058 | 2534.1983 | 4791.0436 | 3061.2341 | 711.6122 | 648.3442
2024-04-09 22:00 | 1003.1024 | 2272.6322 | 2957.8511 | 6071.2236 | 2253.8695 | 4425.9162 | 2903.7992 | 646.8729 | 594.2938
2024-04-09 23:00 | 905.8247 | 2162.6915 | 2890.6583 | 5651.6458 | 2066.1483 | 4182.8483 | 2836.4317 | 644.8709 | 542.0189
2024-04-10 | 824.8694 | 2098.6597 | 2846.5873 | 5481.2653 | 1889.8668 | 4124.5246 | 2782.1413 | 639.0229 | 530.4313
2024-04-10 01:00 | 804.4621 | 2065.9994 | 2830.0659 | 5421.9357 | 1885.9212 | 4057.1918 | 2753.8797 | 633.4406 | 553.0932
2024-04-10 02:00 | 814.6821 | 2095.1259 | 2803.0141 | 5374.4308 | 1842.2373 | 4048.4201 | 2786.4879 | 629.4571 | 517.1627
2024-04-10 03:00 | 830.8609 | 2120.0172 | 2775.9694 | 5374.8165 | 1846.6792 | 4057.0569 | 2748.0638 | 639.1022 | 518.6186
2024-04-10 04:00 | 942.6925 | 2185.6071 | 2875.792 | 5625.344 | 2002.3179 | 4280.8621 | 2847.4235 | 662.3981 | 535.0943
2024-04-10 05:00 | 1073.937 | 2333.6803 | 3084.3099 | 6169.0584 | 2147.2118 | 4727.7905 | 3000.4597 | 707.8286 | 560.1003
2024-04-10 06:00 | 1128.7489 | 2368.0746 | 3072.9913 | 6536.0754 | 2332.0471 | 4951.83 | 3006.0026 | 724.9207 | 526.0947
2024-04-10 07:00 | 1253.9199 | 2309.3189 | 3006.8731 | 6769.7556 | 2438.7444 | 4973.1027 | 2807.1907 | 716.9232 | 480.4406
2024-04-10 08:00 | 1305.0161 | 2374.8759 | 3077.8448 | 7393.5247 | 2606.3985 | 5172.5837 | 2850.6992 | 762.1952 | 504.3871
2024-04-10 09:00 | 1333.6739 | 2456.5567 | 3221.7686 | 7674.3231 | 2752.4985 | 5248.7844 | 2820.6027 | 776.5893 | 521.6871
2024-04-10 10:00 | 1276.466 | 2444.359 | 3213.4375 | 7611.9232 | 2824.2964 | 5169.7182 | 2808.7134 | 771.2227 | 549.7458
2024-04-10 11:00 | 1243.6961 | 2360.6293 | 3163.7768 | 7467.5128 | 2784.0741 | 5107.4429 | 2866.5221 | 765.9264 | 546.3385
2024-04-10 12:00 | 1223.9044 | 2387.7629 | 3114.1131 | 7428.8976 | 2672.8414 | 4995.3924 | 2818.6593 | 762.9515 | 442.4552
2024-04-10 13:00 | 1219.6645 | 2303.3303 | 3152.0267 | 7343.3452 | 2538.0334 | 4975.0728 | 2870.4428 | 765.8826 | 425.6481
2024-04-10 14:00 | 1180.7046 | 2338.1199 | 3148.6727 | 7259.3919 | 2452.8767 | 4986.2643 | 2908.3647 | 743.348 | 443.5837
2024-04-10 15:00 | 1200.5951 | 2378.8126 | 3166.2944 | 7401.9073 | 2375.9321 | 5119.5612 | 2968.7218 | 762.2579 | 466.905
2024-04-10 16:00 | 1231.72 | 2438.6597 | 3170.3168 | 7521.571 | 2435.7622 | 5242.3875 | 2970.4496 | 760.017 | 502.8321
2024-04-10 17:00 | 1291.6127 | 2519.7511 | 3258.5245 | 7527.2125 | 2562.2442 | 5377.6429 | 3005.5195 | 767.1555 | 580.6423
2024-04-10 18:00 | 1469.0505 | 2784.5071 | 3386.8254 | 7976.1505 | 2845.1912 | 5695.79 | 3088.9675 | 852.3076 | 649.5799
2024-04-10 19:00 | 1493.6401 | 2765.5607 | 3402.4435 | 7963.5295 | 3019.484 | 5554.7645 | 3144.3992 | 857.9238 | 684.7528
2024-04-10 20:00 | 1302.8917 | 2544.3824 | 3252.1017 | 7431.072 | 2739.755 | 5187.8536 | 3108.5695 | 802.2988 | 675.3808
2024-04-10 21:00 | 1078.9111 | 2405.7642 | 3119.2056 | 6688.4857 | 2554.8015 | 4728.1936 | 3106.864 | 738.2613 | 625.0891
2024-04-10 22:00 | 949.2753 | 2256.5066 | 2935.3853 | 6041.3222 | 2310.0922 | 4356.5495 | 2982.8355 | 680.038 | 585.3693
2024-04-10 23:00 | 883.217 | 2169.5882 | 2865.1927 | 5618.0182 | 2077.4128 | 4115.9206 | 2911.6813 | 644.956 | 549.6499
2024-04-11 | 866.7955 | 2136.8836 | 2865.1004 | 5411.6396 | 1947.0778 | 3995.6918 | 2958.9047 | 635.4168 | 563.8468
2024-04-11 01:00 | 877.3667 | 2130.4221 | 2864.6476 | 5225.8569 | 1925.165 | 3986.9795 | 2974.6398 | 640.7509 | 570.3678
2024-04-11 02:00 | 837.1722 | 2110.5973 | 2859.0213 | 5205.1883 | 1872.4669 | 3985.6103 | 2941.771 | 641.0548 | 532.6895
2024-04-11 03:00 | 849.9087 | 2084.174 | 2848.7395 | 5335.477 | 1853.4346 | 4039.4259 | 2880.9848 | 645.7993 | 521.6355
2024-04-11 04:00 | 859.0521 | 2125.2183 | 2900.5644 | 5852.827 | 2046.6234 | 4234.9894 | 2855.4572 | 649.5223 | 522.4578
2024-04-11 05:00 | 957.3108 | 2206.1815 | 2993.5103 | 6541.645 | 2374.3594 | 4629.4917 | 2874.233 | 716.1589 | 538.9093
2024-04-11 06:00 | 1150.3692 | 2213.3921 | 2931.9932 | 6934.9723 | 2576.7711 | 4883.764 | 2887.3416 | 729.1757 | 554.1679
2024-04-11 07:00 | 1260.5 | 2140.0981 | 2888.8925 | 6970.3925 | 2681.412 | 4980.3486 | 2755.3663 | 714.0074 | 520.1861
2024-04-11 08:00 | 1345.5158 | 2243.3221 | 3011.3467 | 7334.2732 | 2903.2456 | 5239.8957 | 2844.3916 | 742.0848 | 554.7642
2024-04-11 09:00 | 1386.6702 | 2336.051 | 3115.7745 | 7661.632 | 3097.0156 | 5427.5558 | 2928.9741 | 743.8109 | 577.5491
2024-04-11 10:00 | 1393.1008 | 2289.5896 | 3152.5189 | 7753.5748 | 3213.0297 | 5332.7065 | 3003.4218 | 749.0521 | 607.863
2024-04-11 11:00 | 1378.3146 | 2284.6802 | 3144.857 | 7766.659 | 3117.327 | 5306.4223 | 2985.4551 | 735.8836 | 587.2082
2024-04-11 12:00 | 1387.1338 | 2290.3916 | 3101.6385 | 7625.665 | 2974.571 | 5263.9164 | 2949.561 | 716.3496 | 605.9644
2024-04-11 13:00 | 1357.0983 | 2307.825 | 3105.0459 | 7616.2851 | 2876.1321 | 5349.1449 | 2959.5964 | 730.7073 | 551.2555
2024-04-11 14:00 | 1326.1789 | 2280.6918 | 3048.5068 | 7581.3362 | 2762.1666 | 5247.0699 | 2862.2049 | 737.127 | 593.7405
2024-04-11 15:00 | 1384.7176 | 2321.7537 | 3009.6068 | 7654.8206 | 2778.759 | 5214.2009 | 2858.8212 | 748.438 | 591.3857
2024-04-11 16:00 | 1460.7075 | 2396.9614 | 3039.9967 | 7753.3681 | 2930.7084 | 5341.4308 | 2810.6626 | 786.022 | 584.384
2024-04-11 17:00 | 1502.7718 | 2517.8973 | 3096.9816 | 8036.6372 | 2937.6973 | 5349.639 | 2841.5695 | 793.262 | 630.9542
2024-04-11 18:00 | 1653.0333 | 2831.5925 | 3266.9629 | 8427.4282 | 3258.2546 | 5766.5901 | 2960.2254 | 853.6449 | 717.8214
2024-04-11 19:00 | 1581.3248 | 2900.7307 | 3228.6273 | 8389.6296 | 3332.048 | 5721.6141 | 2992.7037 | 852.9245 | 707.6506
2024-04-11 20:00 | 1395.0775 | 2673.1207 | 3272.6848 | 7938.2215 | 3129.3905 | 5297.9293 | 2969.789 | 768.3941 | 668.7619
2024-04-11 21:00 | 1249.6581 | 2469.8659 | 3199.0853 | 7129.9103 | 2787.0468 | 4890.6887 | 3000.6076 | 706.1394 | 615.0042
2024-04-11 22:00 | 1058.9966 | 2306.4772 | 2954.9665 | 6370.7761 | 2475.1318 | 4498.6452 | 2918.6211 | 654.0697 | 571.4287
2024-04-11 23:00 | 973.0732 | 2183.0393 | 2915.3386 | 5918.0819 | 2196.0275 | 4298.2269 | 2853.5673 | 621.5685 | 550.0551
2024-04-12 | 941.1399 | 2155.0487 | 2888.8558 | 5727.4161 | 2094.4152 | 4161.6227 | 2916.3541 | 619.6586 | 513.079
2024-04-12 01:00 | 916.4205 | 2152.275 | 2839.8799 | 5691.7422 | 1980.2321 | 4110.8198 | 2927.2846 | 622.3646 | 515.7184
2024-04-12 02:00 | 890.5655 | 2146.0522 | 2777.176 | 5674.758 | 2005.6046 | 4109.2984 | 2881.08 | 616.0616 | 511.0517
2024-04-12 03:00 | 898.4663 | 2136.8871 | 2766.9627 | 5768.1125 | 1979.3181 | 4204.3391 | 2852.2668 | 630.49 | 520.3215
2024-04-12 04:00 | 955.6253 | 2223.1033 | 2823.215 | 6218.6316 | 2147.8164 | 4368.4539 | 2887.2628 | 648.996 | 523.8326
2024-04-12 05:00 | 1087.8318 | 2356.2937 | 2982.3944 | 7030.2488 | 2451.787 | 4942.4352 | 3002.9002 | 729.8014 | 572.0149
2024-04-12 06:00 | 1307.5214 | 2471.1965 | 3168.1822 | 7698.6134 | 2786.0116 | 5361.7783 | 3080.5985 | 782.0702 | 603.1452
2024-04-12 07:00 | 1446.5574 | 2457.7418 | 3160.1345 | 7971.4224 | 3115.544 | 5587.6059 | 3094.995 | 791.9013 | 586.8567
2024-04-12 08:00 | 1549.4518 | 2485.395 | 3195.3447 | 8366.5062 | 3264.7686 | 5689.0866 | 3148.5676 | 837.5653 | 622.2553
2024-04-12 09:00 | 1598.2736 | 2536.0208 | 3186.9148 | 8614.1313 | 3251.4567 | 5899.5072 | 3218.2719 | 851.9392 | 639.4314
2024-04-12 10:00 | 1605.0925 | 2557.6985 | 3174.3126 | 8684.6649 | 3194.3884 | 5710.6491 | 3181.3235 | 851.0911 | 616.29
2024-04-12 11:00 | 1589.2349 | 2507.3547 | 3214.6254 | 8660.5162 | 3249.6724 | 5647.2244 | 3170.0669 | 863.4175 | 583.2754
2024-04-12 12:00 | 1568.975 | 2476.7178 | 3260.566 | 8470.3305 | 3219.3048 | 5695.6048 | 3152.4109 | 847.6057 | 578.8992
2024-04-12 13:00 | 1539.8754 | 2416.6333 | 3330.2227 | 8441.1339 | 3105.3525 | 5780.5016 | 3082.671 | 825.4968 | 585.62
2024-04-12 14:00 | 1532.9955 | 2421.0205 | 3307.3662 | 8423.6286 | 2935.501 | 5744.1992 | 3062.4353 | 808.6549 | 633.4173
2024-04-12 15:00 | 1585.0208 | 2503.8384 | 3411.5394 | 8731.3222 | 3143.1914 | 5760.0313 | 3060.322 | 820.0903 | 562.1594
2024-04-12 16:00 | 1611.0807 | 2573.5734 | 3458.5311 | 8870.3185 | 3226.5242 | 5834.5448 | 3051.8731 | 844.3061 | 624.5925
2024-04-12 17:00 | 1658.5959 | 2728.0117 | 3462.5768 | 9023.3979 | 3226.1676 | 5885.0156 | 3034.6348 | 868.1788 | 637.0598
2024-04-12 18:00 | 1819.7015 | 2942.2398 | 3603.9921 | 9327.7981 | 3441.76 | 6143.9563 | 3173.5325 | 926.6258 | 740.6371
2024-04-12 19:00 | 1728.677 | 2964.4717 | 3603.0444 | 9158.2835 | 3533.3592 | 5914.3938 | 3173.6457 | 906.9396 | 773.5045
2024-04-12 20:00 | 1566.9697 | 2778.8904 | 3481.496 | 8738.1236 | 3254.0155 | 5491.1888 | 3205.1138 | 839.4306 | 746.2777
2024-04-12 21:00 | 1360.3967 | 2572.7505 | 3311.777 | 7877.2967 | 2932.2582 | 5051.1265 | 3173.0523 | 775.6043 | 734.4019
2024-04-12 22:00 | 1133.7982 | 2366.6163 | 3117.5088 | 7024.3073 | 2623.3287 | 4656.634 | 3079.0376 | 717.7635 | 688.8122
2024-04-12 23:00 | 1026.2198 | 2295.1377 | 3028.144 | 6368.8373 | 2374.6048 | 4460.5999 | 3014.0554 | 672.4238 | 604.8489
2024-04-13 | 954.6642 | 2255.3307 | 3016.8878 | 6123.6747 | 2222.5574 | 4422.3594 | 3029.3033 | 650.6149 | 592.4611
2024-04-13 01:00 | 925.3378 | 2244.1179 | 2981.6032 | 6054.0542 | 2198.1928 | 4408.8571 | 3060.9613 | 648.4555 | 585.9454
2024-04-13 02:00 | 903.1144 | 2222.8595 | 3020.9369 | 6077.8876 | 2189.2558 | 4369.697 | 3044.0894 | 645.6442 | 578.0768
2024-04-13 03:00 | 891.3832 | 2171.7274 | 2971.1137 | 6136.0682 | 2268.2796 | 4398.4591 | 3002.3642 | 651.3047 | 563.9857
2024-04-13 04:00 | 974.3169 | 2273.0873 | 3083.7046 | 6560.1509 | 2433.5832 | 4674.5266 | 3023.1819 | 671.236 | 617.4346
2024-04-13 05:00 | 1155.5039 | 2428.5154 | 3300.1984 | 7496.0092 | 2723.2156 | 5201.314 | 3156.6337 | 766.0113 | 651.0477
2024-04-13 06:00 | 1400.977 | 2551.883 | 3340.7589 | 8139.9027 | 3108.915 | 5613.0248 | 3267.2396 | 822.5618 | 693.6338
2024-04-13 07:00 | 1532.7394 | 2548.3978 | 3360.1021 | 8432.2407 | 3240.6767 | 5822.8862 | 3078.4189 | 821.3814 | 649.472
2024-04-13 08:00 | 1629.8037 | 2590.2573 | 3394.3724 | 8803.8658 | 3360.711 | 5940.1511 | 3100.722 | 859.5391 | 622.2321
2024-04-13 09:00 | 1621.3695 | 2601.8307 | 3441.3578 | 8905.3436 | 3370.974 | 6008.5532 | 3117.3286 | 865.0742 | 614.8156
2024-04-13 10:00 | 1635.056 | 2583.2285 | 3370.4125 | 8949.1567 | 3295.9574 | 5921.0971 | 3126.3135 | 851.6645 | 581.7376
2024-04-13 11:00 | 1656.2127 | 2565.3615 | 3395.3486 | 8833.9841 | 3231.882 | 5865.692 | 3073.6147 | 851.7441 | 567.1256
2024-04-13 12:00 | 1668.1704 | 2491.7221 | 3404.8689 | 8686.5046 | 3223.7924 | 5842.5787 | 3105.933 | 842.3814 | 495.3427
2024-04-13 13:00 | 1593.9965 | 2507.3784 | 3494.5566 | 8611.7113 | 3187.5521 | 5795.4449 | 3151.2265 | 831.0988 | 511.0667
2024-04-13 14:00 | 1582.1074 | 2509.8945 | 3450.1421 | 8464.4727 | 3156.0527 | 5721.7982 | 3096.2385 | 826.6782 | 493.2751
2024-04-13 15:00 | 1561.2302 | 2618.0456 | 3499.9233 | 8723.3524 | 3169.836 | 5904.2331 | 3118.6887 | 835.6844 | 599.6454
2024-04-13 16:00 | 1589.081 | 2609.3012 | 3531.9689 | 8871.6359 | 3274.5272 | 5961.4938 | 3116.0411 | 845.2035 | 715.8784
2024-04-13 17:00 | 1623.8364 | 2727.1533 | 3613.6219 | 8856.7725 | 3312.2888 | 5951.956 | 3097.4071 | 847.1444 | 811.7696
2024-04-13 18:00 | 1748.7971 | 3021.8474 | 3758.5601 | 9266.3519 | 3435.2416 | 6152.1184 | 3131.9434 | 916.3876 | 785.3315
2024-04-13 19:00 | 1627.9649 | 3026.7904 | 3715.4433 | 9076.1309 | 3538.2931 | 6011.0051 | 3167.9167 | 932.4011 | 842.6503
2024-04-13 20:00 | 1522.4459 | 2787.897 | 3581.7122 | 8558.9984 | 3307.574 | 5593.8238 | 3170.6273 | 869.8021 | 804.7978
2024-04-13 21:00 | 1360.0136 | 2576.7398 | 3425.082 | 7764.0812 | 2912.3623 | 5185.0747 | 3098.9188 | 810.8255 | 774.8284
2024-04-13 22:00 | 1134.7863 | 2367.2841 | 3199.5355 | 6852.9184 | 2584.295 | 4790.6766 | 3058.166 | 764.3486 | 713.1019
2024-04-13 23:00 | 1014.4601 | 2298.8155 | 3095.3303 | 6307.5756 | 2311.5099 | 4531.0281 | 2970.0315 | 710.27 | 664.5187
2024-04-14 | 1012.0807 | 2239.0226 | 3082.238 | 6017.8122 | 2224.1246 | 4459.5873 | 2923.4487 | 687.7884 | 617.3883
2024-04-14 01:00 | 1043.8482 | 2231.7046 | 3064.289 | 5979.3327 | 2168.5369 | 4394.5021 | 2883.7043 | 685.3702 | 624.568
2024-04-14 02:00 | 1020.7651 | 2216.3504 | 3091.5256 | 6016.5045 | 2204.0144 | 4425.9398 | 2850.1233 | 685.9298 | 601.9219
2024-04-14 03:00 | 1001.764 | 2229.6655 | 3035.1291 | 6069.0073 | 2158.7803 | 4460.1849 | 2785.2817 | 678.2399 | 629.1094
2024-04-14 04:00 | 1079.8261 | 2303.4887 | 3073.7357 | 6490.0939 | 2300.2605 | 4655.7963 | 2852.1583 | 704.5325 | 661.3306
2024-04-14 05:00 | 1205.9749 | 2441.8089 | 3312.239 | 7298.3362 | 2646.1437 | 5173.594 | 2957.7916 | 777.3246 | 674.8929
2024-04-14 06:00 | 1446.7622 | 2552.597 | 3446.6785 | 8059.8628 | 2898.4133 | 5574.2957 | 3082.9316 | 847.9853 | 723.3885
2024-04-14 07:00 | 1477.734 | 2505.9013 | 3441.5638 | 8364.3313 | 3068.1424 | 5779.2058 | 3062.6526 | 880.3704 | 694.9002
2024-04-14 08:00 | 1561.8335 | 2567.2586 | 3495.7697 | 8647.0543 | 3137.122 | 5923.5304 | 3023.3059 | 927.3306 | 721.8436
2024-04-14 09:00 | 1499.2154 | 2537.6413 | 3456.0541 | 8790.201 | 3150.1218 | 5936.4094 | 3015.6873 | 942.9717 | 621.1878
2024-04-14 10:00 | 1473.7692 | 2523.2816 | 3467.9743 | 8971.3592 | 3021.6696 | 5836.3942 | 2987.1109 | 923.7046 | 583.7157
2024-04-14 11:00 | 1498.6947 | 2483.8106 | 3465.1223 | 8928.8131 | 2961.9118 | 5746.2784 | 2869.6923 | 895.332 | 549.2164
2024-04-14 12:00 | 1496.3779 | 2519.1571 | 3505.8677 | 8722.4995 | 2973.6034 | 5667.5881 | 2829.0984 | 872.7292 | 529.7782
2024-04-14 13:00 | 1499.621 | 2526.9468 | 3408.8284 | 8745.2729 | 2878.2776 | 5716.1545 | 2821.1266 | 859.3903 | 520.9344
2024-04-14 14:00 | 1473.5757 | 2562.1069 | 3467.9607 | 8660.3702 | 2776.6228 | 5714.8038 | 2880.3774 | 854.5065 | 556.1715
2024-04-14 15:00 | 1410.4151 | 2610.689 | 3470.1135 | 8945.3123 | 2837.3234 | 5796.7039 | 2888.6955 | 883.4163 | 569.8027
2024-04-14 16:00 | 1414.9066 | 2706.8908 | 3546.0454 | 9082.8527 | 2941.8557 | 5915.7986 | 2931.308 | 883.744 | 655.9941
2024-04-14 17:00 | 1524.0003 | 2818.5371 | 3627.4282 | 9171.3889 | 3034.1508 | 5871.5882 | 3001.5681 | 877.7813 | 666.1714
2024-04-14 18:00 | 1612.6925 | 3099.9203 | 3810.6715 | 9529.0943 | 3342.1817 | 6139.7327 | 3177.3781 | 958.9472 | 608.6079
2024-04-14 19:00 | 1531.3604 | 3032.8268 | 3802.3035 | 9286.3508 | 3450.8988 | 5922.5202 | 3120.3032 | 948.0891 | 776.7225
2024-04-14 20:00 | 1409.2447 | 2818.7538 | 3659.4272 | 8745.7108 | 3252.8087 | 5509.4756 | 3028.8252 | 876.4238 | 717.7279
2024-04-14 21:00 | 1265.8504 | 2586.0133 | 3452.5852 | 7959.2367 | 2956.2325 | 5167.3307 | 2891.382 | 790.5465 | 719.2696
2024-04-14 22:00 | 1124.9498 | 2417.0094 | 3255.8115 | 7104.7229 | 2628.3903 | 4832.8211 | 2911.8507 | 736.1388 | 644.2203
2024-04-14 23:00 | 1077.8411 | 2296.2541 | 3196.7739 | 6417.4125 | 2375.9106 | 4641.4959 | 2825.5952 | 684.9008 | 615.3538
2024-04-15 | 1018.9582 | 2276.8877 | 3127.4674 | 6080.8109 | 2235.2493 | 4547.0026 | 2821.5965 | 657.1861 | 610.0315
2024-04-15 01:00 | 1017.9831 | 2280.1715 | 3096.8352 | 6040.5563 | 2185.7386 | 4527.6719 | 2855.057 | 647.5603 | 586.0145
2024-04-15 02:00 | 1004.698 | 2285.0225 | 3048.7585 | 6008.6914 | 2182.5175 | 4536.237 | 2831.8037 | 643.4158 | 570.7836
2024-04-15 03:00 | 996.0576 | 2297.6114 | 3036.4319 | 5976.6578 | 2192.4306 | 4541.5058 | 2795.9687 | 657.0332 | 578.3298
2024-04-15 04:00 | 1097.1046 | 2385.8906 | 3191.2265 | 6272.3609 | 2343.6047 | 4765.9977 | 2900.7904 | 682.3178 | 592.8856
2024-04-15 05:00 | 1275.2788 | 2586.7383 | 3517.7778 | 6966.6059 | 2597.4969 | 5356.0691 | 3187.1235 | 766.8923 | 662.9883
2024-04-15 06:00 | 1481.4182 | 2783.5633 | 3720.5827 | 7673.6111 | 2768.0428 | 5901.3105 | 3357.8531 | 844.6592 | 687.2103
2024-04-15 07:00 | 1589.0722 | 2817.3108 | 3676.3547 | 8082.9772 | 2840.1732 | 6061.8137 | 3188.8436 | 861.4419 | 618.3032
2024-04-15 08:00 | 1636.7701 | 2905.2736 | 3722.1266 | 8497.0243 | 2950.2312 | 6234.4384 | 3234.8905 | 901.5449 | 631.415
2024-04-15 09:00 | 1601.7935 | 2929.4282 | 3718.7066 | 8558.6859 | 3069.0664 | 6204.1346 | 3216.2785 | 847.6267 | 672.0198
2024-04-15 10:00 | 1586.2494 | 2996.9859 | 3727.7944 | 8684.2473 | 2941.679 | 6235.0894 | 3206.1988 | 839.1191 | 620.5516
2024-04-15 11:00 | 1570.6571 | 2970.3496 | 3722.9978 | 8572.5027 | 2915.0308 | 6178.2288 | 3158.43 | 809.2933 | 659.0797
2024-04-15 12:00 | 1536.8229 | 2969.8926 | 3726.5492 | 8378.2455 | 2838.5459 | 6072.7692 | 3153.0162 | 810.834 | 618.5994
2024-04-15 13:00 | 1520.6739 | 2935.0958 | 3779.3153 | 8341.1527 | 2749.1074 | 6083.416 | 3175.784 | 814.0672 | 627.5065
2024-04-15 14:00 | 1487.3254 | 2857.0266 | 3783.4413 | 8184.4593 | 2743.6846 | 6007.0608 | 3179.9404 | 771.79 | 653.4236
2024-04-15 15:00 | 1497.2448 | 2830.6543 | 3770.5075 | 8390.8343 | 2711.0693 | 6229.7349 | 3194.2796 | 797.8865 | 560.9211
2024-04-15 16:00 | 1540.1522 | 2817.4125 | 3672.1613 | 8572.832 | 2745.3914 | 6350.4618 | 3214.5652 | 827.5475 | 665.8103
2024-04-15 17:00 | 1632.5032 | 2896.6431 | 3759.8835 | 8533.8119 | 2822.0656 | 6308.2408 | 3230.8331 | 862.7982 | 751.9579
2024-04-15 18:00 | 1783.5907 | 3156.9597 | 3870.6204 | 9028.8157 | 2998.2697 | 6357.9395 | 3338.9652 | 955.8368 | 819.9524
2024-04-15 19:00 | 1721.7198 | 3083.727 | 3825.583 | 8952.4676 | 3129.9384 | 6162.6156 | 3415.2024 | 947.1533 | 854.2769
2024-04-15 20:00 | 1532.4665 | 2893.3801 | 3702.9934 | 8429.6287 | 2887.7171 | 5757.2698 | 3338.4119 | 882.1475 | 828.836
2024-04-15 21:00 | 1366.2112 | 2692.5036 | 3529.052 | 7692.0716 | 2601.09 | 5294.7436 | 3248.0354 | 818.6646 | 762.1435
2024-04-15 22:00 | 1195.5055 | 2557.3636 | 3433.9535 | 6943.5357 | 2356.2541 | 4978.2129 | 3108.831 | 770.4853 | 692.8053
2024-04-15 23:00 | 1036.1474 | 2462.3074 | 3302.5014 | 6363.6318 | 2204.42 | 4717.6485 | 3001.9651 | 720.4091 | 648.412
2024-04-16 | 938.9886 | 2423.2971 | 3200.406 | 6062.8781 | 2102.2607 | 4574.3948 | 2988.6786 | 690.6757 | 643.3081
2024-04-16 01:00 | 928.1137 | 2447.5575 | 3178.7267 | 5948.0089 | 2000.2555 | 4552.2107 | 2970.0907 | 669.7409 | 652.5182
2024-04-16 02:00 | 935.0088 | 2462.0354 | 3197.7752 | 5940.3436 | 1948.8326 | 4550.4215 | 2946.8223 | 660.227 | 621.2898
2024-04-16 03:00 | 920.5866 | 2456.4143 | 3186.0734 | 6026.286 | 1923.6118 | 4607.5617 | 2846.1086 | 671.4776 | 647.6608
2024-04-16 04:00 | 992.5314 | 2571.0826 | 3292.9379 | 6314.0667 | 2027.1718 | 4843.9158 | 2955.4479 | 695.2545 | 655.0507
2024-04-16 05:00 | 1061.7202 | 2699.2706 | 3459.5348 | 6881.2409 | 2196.5874 | 5247.9247 | 3134.7084 | 734.8405 | 687.2724
2024-04-16 06:00 | 1209.4012 | 2731.1158 | 3505.4314 | 7279.0513 | 2351.6012 | 5507.0487 | 3119.0484 | 756.5389 | 712.3732
2024-04-16 07:00 | 1332.3517 | 2697.5643 | 3486.1868 | 7602.0199 | 2445.3391 | 5542.1086 | 3010.0579 | 783.2332 | 633.2864
2024-04-16 08:00 | 1388.6211 | 2757.4182 | 3673.022 | 8137.8171 | 2703.4282 | 5798.7953 | 3077.2842 | 838.8385 | 648.3412
2024-04-16 09:00 | 1396.9286 | 2807.6444 | 3802.302 | 8381.6172 | 2859.9851 | 5948.9789 | 3120.0109 | 824.4825 | 605.9664
2024-04-16 10:00 | 1352.1797 | 2779.0556 | 3732.2195 | 8289.9671 | 2857.2856 | 5913.4773 | 3073.7293 | 809.8152 | 653.8928
2024-04-16 11:00 | 1312.1716 | 2801.6691 | 3716.9211 | 8154.9692 | 2756.359 | 5894.728 | 3028.8163 | 783.9478 | 614.0259
2024-04-16 12:00 | 1302.8724 | 2750.3901 | 3683.1342 | 7952.755 | 2740.0866 | 5690.8245 | 3052.7952 | 773.8724 | 602.4349
2024-04-16 13:00 | 1279.6338 | 2713.4783 | 3724.6143 | 7918.5732 | 2732.9425 | 5693.9995 | 3087.5541 | 766.928 | 613.4916
2024-04-16 14:00 | 1241.3901 | 2693.6482 | 3676.13 | 7759.0833 | 2623.6306 | 5640.2422 | 3050.9567 | 737.8261 | 612.6021
2024-04-16 15:00 | 1278.6937 | 2800.7204 | 3757.2588 | 7882.4451 | 2661.2699 | 5728.2062 | 2999.2699 | 750.1949 | 589.9937
2024-04-16 16:00 | 1317.7845 | 2845.7765 | 3748.7854 | 8018.4788 | 2617.666 | 5857.339 | 3015.7145 | 789.9929 | 641.8897
2024-04-16 17:00 | 1476.6654 | 2961.0263 | 3722.6735 | 8085.3513 | 2685.4256 | 5942.5609 | 3097.7568 | 843.0561 | 724.4452
2024-04-16 18:00 | 1656.5002 | 3083.9251 | 3779.3833 | 8742.5642 | 2909.0543 | 6240.5169 | 3206.255 | 934.2577 | 694.2492
2024-04-16 19:00 | 1529.1063 | 2919.6875 | 3720.1298 | 8716.7686 | 3079.9172 | 6066.821 | 3227.8364 | 912.5973 | 702.2402
2024-04-16 20:00 | 1326.9248 | 2687.9323 | 3616.7017 | 8197.3938 | 2895.5754 | 5546.1742 | 3061.4583 | 841.591 | 757.7923
2024-04-16 21:00 | 1156.1735 | 2486.2357 | 3532.7094 | 7552.5545 | 2640.5742 | 5134.7509 | 2929.541 | 770.4998 | 708.3527
2024-04-16 22:00 | 1044.8023 | 2298.5271 | 3354.1875 | 6874.8192 | 2389.4371 | 4912.3075 | 2844.384 | 717.6463 | 668.2716
2024-04-16 23:00 | 942.545 | 2251.6616 | 3201.275 | 6256.6819 | 2145.5804 | 4596.9062 | 2779.5639 | 663.2917 | 631.4209
2024-04-17 | 887.8882 | 2280.9599 | 3126.6383 | 6019.9701 | 2016.3805 | 4496.4061 | 2757.957 | 654.0523 | 605.4644
2024-04-17 01:00 | 871.3088 | 2268.5946 | 3137.6723 | 5894.8691 | 1969.0941 | 4446.2531 | 2749.6156 | 648.0884 | 605.9451
2024-04-17 02:00 | 860.9959 | 2277.562 | 3120.2195 | 5817.4894 | 1946.2949 | 4415.0551 | 2815.968 | 642.364 | 601.4564
2024-04-17 03:00 | 878.1809 | 2282.8629 | 3091.065 | 5872.0499 | 1996.2045 | 4468.8503 | 2785.858 | 642.8191 | 569.1865
2024-04-17 04:00 | 904.6901 | 2384.8744 | 3207.7853 | 6158.2185 | 2047.6543 | 4700.7644 | 2863.8806 | 686.7859 | 590.7947
2024-04-17 05:00 | 997.3149 | 2501.3722 | 3409.272 | 6607.9846 | 2255.6903 | 5185.4532 | 2973.286 | 735.4596 | 650.7092
2024-04-17 06:00 | 1118.9761 | 2519.32 | 3415.5921 | 6945.8832 | 2376.6386 | 5377.0198 | 2888.0542 | 753.0796 | 602.2662
2024-04-17 07:00 | 1250.0276 | 2474.75 | 3310.7554 | 7091.3859 | 2481.9949 | 5292.3499 | 2770.2054 | 751.9726 | 555.7962
2024-04-17 08:00 | 1383.2619 | 2574.5709 | 3447.5857 | 7624.5871 | 2760.0193 | 5498.0831 | 2876.8773 | 791.1088 | 566.9857
2024-04-17 09:00 | 1438.3448 | 2645.0581 | 3526.7172 | 7819.4807 | 2923.4069 | 5557.3392 | 2954.0505 | 792.9948 | 614.9184
2024-04-17 10:00 | 1408.6475 | 2606.4984 | 3522.2902 | 7764.1738 | 2952.12 | 5538.3656 | 2982.5625 | 793.8547 | 603.3944
2024-04-17 11:00 | 1377.8834 | 2539.2968 | 3469.0308 | 7693.1386 | 2947.0187 | 5383.0635 | 3032.2475 | 780.1503 | 603.6904
2024-04-17 12:00 | 1336.083 | 2482.1323 | 3409.0322 | 7582.7267 | 2845.8119 | 5261.2114 | 3031.053 | 751.5839 | 594.203
2024-04-17 13:00 | 1310.013 | 2444.3848 | 3492.8132 | 7600.0792 | 2646.2043 | 5370.8402 | 3065.4587 | 746.5698 | 598.9383
2024-04-17 14:00 | 1296.2386 | 2451.8245 | 3573.2838 | 7498.1888 | 2598.0775 | 5405.6574 | 3075.1819 | 727.746 | 586.0126
2024-04-17 15:00 | 1311.081 | 2468.9492 | 3667.2037 | 7482.2165 | 2588.3659 | 5510.4988 | 3084.9844 | 746.2142 | 615.5509
2024-04-17 16:00 | 1364.3858 | 2576.2759 | 3703.0634 | 7607.1769 | 2636.077 | 5680.7055 | 3067.1385 | 770.2211 | 592.3142
2024-04-17 17:00 | 1459.1056 | 2736.8116 | 3731.7055 | 7790.7628 | 2633.3147 | 5784.7884 | 3108.6508 | 812.216 | 654.2144
2024-04-17 18:00 | 1595.8963 | 3000.1922 | 3868.237 | 8446.3714 | 2824.4319 | 6051.3103 | 3232.2892 | 919.5417 | 743.8165
2024-04-17 19:00 | 1484.6032 | 2897.9825 | 3817.2831 | 8497.0816 | 2974.4604 | 5919.6627 | 3306.4444 | 918.2911 | 773.9939
2024-04-17 20:00 | 1321.3344 | 2747.1382 | 3604.6249 | 8000.8749 | 2680.8345 | 5551.6088 | 3210.7344 | 859.6781 | 733.4209
2024-04-17 21:00 | 1167.2727 | 2528.9994 | 3431.1469 | 7279.2386 | 2500.1883 | 5111.8666 | 3021.6153 | 776.9304 | 701.1711
2024-04-17 22:00 | 1040.1638 | 2414.2604 | 3224.9424 | 6598.6019 | 2272.441 | 4706.4681 | 2943.439 | 701.5055 | 651.0432
2024-04-17 23:00 | 958.208 | 2337.1712 | 3166.2464 | 6149.7496 | 2061.8072 | 4521.1973 | 2931.0449 | 665.9684 | 640.6772
2024-04-18 | 921.0038 | 2331.1271 | 3188.4149 | 5890.1279 | 2024.9994 | 4465.7154 | 2919.227 | 658.2205 | 606.7381
2024-04-18 01:00 | 903.4507 | 2335.4084 | 3154.4715 | 5896.4896 | 1975.1616 | 4442.3644 | 2920.2466 | 650.3702 | 608.0058
2024-04-18 02:00 | 889.2546 | 2345.3895 | 3139.327 | 5832.1902 | 1974.8807 | 4428.0828 | 2895.4724 | 644.4769 | 594.494
2024-04-18 03:00 | 906.6408 | 2343.6169 | 3150.8947 | 5840.428 | 2002.3551 | 4493.758 | 2878.7607 | 657.3271 | 612.0645
2024-04-18 04:00 | 952.7916 | 2446.7431 | 3299.0671 | 6198.771 | 2117.513 | 4696.8159 | 2935.5664 | 666.416 | 624.764
2024-04-18 05:00 | 1079.8795 | 2649.9984 | 3600.0022 | 6891.1983 | 2285.855 | 5221.0165 | 3218.6508 | 738.3486 | 696.9642
2024-04-18 06:00 | 1270.2929 | 2818.0448 | 3692.4351 | 7631.3067 | 2563.4975 | 5807.7198 | 3430.7686 | 810.9269 | 725.4031
2024-04-18 07:00 | 1439.8423 | 2820.42 | 3798.01 | 8007.9812 | 2565.2765 | 6012.2212 | 3289.396 | 834.7591 | 648.7255
2024-04-18 08:00 | 1565.8917 | 2882.4453 | 3810.5076 | 8415.7575 | 2697.8289 | 6213.3787 | 3267.7727 | 866.5434 | 642.8125
2024-04-18 09:00 | 1599.5184 | 2903.5764 | 3881.7196 | 8517.0746 | 2820.7513 | 6130.3874 | 3205.6167 | 838.0539 | 700.5888
2024-04-18 10:00 | 1590.3066 | 2897.0477 | 3878.0442 | 8481.6917 | 2894.7537 | 6082.82 | 3224.9799 | 830.5914 | 670.3208
2024-04-18 11:00 | 1556.5132 | 2894.1867 | 3888.0163 | 8376.0718 | 2918.035 | 6049.2926 | 3247.7496 | 817.3658 | 642.5924
2024-04-18 12:00 | 1516.1529 | 2830.3611 | 3862.6569 | 8171.2547 | 2933.8486 | 5919.1784 | 3246.7404 | 804.6219 | 638.6636
2024-04-18 13:00 | 1475.734 | 2842.949 | 3845.8496 | 8049.5023 | 2906.943 | 5892.1631 | 3227.6679 | 804.1126 | 629.4328
2024-04-18 14:00 | 1448.6767 | 2754.6565 | 3813.9085 | 7914.881 | 2908.4055 | 5842.3318 | 3151.3372 | 786.3333 | 628.9919
2024-04-18 15:00 | 1518.2023 | 2916.3198 | 3739.2623 | 8199.7434 | 2879.9108 | 6061.0255 | 3229.8958 | 809.6101 | 656.103
2024-04-18 16:00 | 1618.6577 | 2975.699 | 3734.7612 | 8451.8776 | 3089.6133 | 6154.0228 | 3204.2275 | 842.9919 | 641.8478
2024-04-18 17:00 | 1711.8868 | 3041.8587 | 3736.0778 | 8559.8463 | 3097.4215 | 6130.1817 | 3173.6385 | 892.9647 | 707.8208
2024-04-18 18:00 | 1841.7271 | 3218.6013 | 3935.7316 | 9027.3402 | 3228.8153 | 6352.0848 | 3224.8212 | 992.0543 | 854.5933
2024-04-18 19:00 | 1686.848 | 3203.3415 | 3880.6928 | 9005.4126 | 3288.4345 | 6081.515 | 3256.7216 | 995.0297 | 808.0375
2024-04-18 20:00 | 1453.213 | 2991.0689 | 3802.7101 | 8493.9436 | 3039.3775 | 5737.2635 | 3240.0548 | 906.0981 | 778.9768
2024-04-18 21:00 | 1262.7502 | 2776.4657 | 3586.7604 | 7644.6346 | 2709.0091 | 5330.735 | 3234.3504 | 824.1756 | 733.0045
2024-04-18 22:00 | 1090.5569 | 2583.445 | 3401.7126 | 6757.1144 | 2432.8221 | 4983.4134 | 3211.8597 | 789.8059 | 689.8787
2024-04-18 23:00 | 997.6462 | 2530.1872 | 3263.5415 | 6107.5669 | 2181.8096 | 4711.6556 | 3211.7435 | 739.1742 | 633.6793
2024-04-19 | 948.588 | 2479.5976 | 3256.3246 | 5757.4834 | 2060.7354 | 4590.0458 | 3123.0087 | 704.6787 | 595.4493
2024-04-19 01:00 | 928.443 | 2474.8821 | 3227.0771 | 5672.9389 | 2072.2566 | 4558.9459 | 3120.2279 | 706.6281 | 614.0686
2024-04-19 02:00 | 907.622 | 2436.9726 | 3154.5144 | 5699.0898 | 2047.8272 | 4568.8377 | 3120.4076 | 696.0924 | 594.6633
2024-04-19 03:00 | 900.7612 | 2402.0951 | 3038.6081 | 5860.5436 | 2018.7187 | 4642.8492 | 3043.0071 | 682.5287 | 587.4541
2024-04-19 04:00 | 976.6099 | 2528.9191 | 3037.6197 | 6429.4593 | 2204.8084 | 4982.4364 | 2950.8941 | 696.0675 | 606.0344
2024-04-19 05:00 | 1216.5312 | 2713.7609 | 3173.9411 | 7312.6666 | 2537.5753 | 5407.5883 | 3040.1921 | 803.5624 | 666.7555
2024-04-19 06:00 | 1527.6293 | 2686.6368 | 3237.0919 | 8133.8054 | 2929.5165 | 5829.5593 | 3120.8122 | 898.3902 | 709.2981
2024-04-19 07:00 | 1512.5308 | 2611.289 | 3290.6745 | 8387.6077 | 3070.4982 | 5920.1862 | 3117.1417 | 871.0714 | 636.1247
2024-04-19 08:00 | 1540.1138 | 2601.394 | 3458.1236 | 8568.1965 | 3208.201 | 6022.7842 | 3132.328 | 867.8398 | 583.9717
2024-04-19 09:00 | 1544.8628 | 2670.8321 | 3519.4585 | 8589.2792 | 3310.4704 | 6024.2692 | 3154.1522 | 848.5505 | 624.6181
2024-04-19 10:00 | 1527.7058 | 2661.0795 | 3537.2736 | 8595.7542 | 3251.8932 | 5874.7991 | 3226.2262 | 827.3214 | 632.495
2024-04-19 11:00 | 1498.4671 | 2614.3653 | 3564.8657 | 8387.6775 | 3210.7618 | 5800.6579 | 3265.2525 | 800.7554 | 590.753
2024-04-19 12:00 | 1472.5577 | 2620.1917 | 3506.612 | 8136.6646 | 3113.8248 | 5643.6021 | 3225.2322 | 766.0113 | 618.2976
2024-04-19 13:00 | 1446.6947 | 2492.1767 | 3507.9088 | 8045.5373 | 3095.738 | 5682.1743 | 3185.0327 | 747.1211 | 630.8582
2024-04-19 14:00 | 1449.8229 | 2470.9062 | 3457.887 | 8006.2569 | 3127.5708 | 5718.12 | 3147.4945 | 750.3595 | 644.4793
2024-04-19 15:00 | 1517.9719 | 2597.6343 | 3539.6617 | 8321.6934 | 3203.2974 | 5758.8426 | 3187.9502 | 777.8511 | 684.8506
2024-04-19 16:00 | 1586.4006 | 2729.1515 | 3601.2872 | 8592.3737 | 3238.174 | 5940.3977 | 3201.0394 | 837.4558 | 633.5069
2024-04-19 17:00 | 1669.576 | 2852.6208 | 3714.8431 | 8771.4544 | 3220.5717 | 6016.0548 | 3189.5211 | 870.0369 | 764.6371
2024-04-19 18:00 | 1811.9257 | 3141.8716 | 3853.4975 | 9211.8679 | 3309.6237 | 6249.4565 | 3172.0889 | 947.1123 | 915.7369
2024-04-19 19:00 | 1668.8792 | 3099.5357 | 3875.5734 | 9224.7961 | 3402.5046 | 6031.7443 | 3189.5794 | 936.3707 | 912.2075
2024-04-19 20:00 | 1477.5126 | 2816.799 | 3753.9222 | 8656.0367 | 3180.1321 | 5585.6318 | 3180.9786 | 870.4633 | 830.1269
2024-04-19 21:00 | 1299.035 | 2636.0092 | 3588.2701 | 7849.5423 | 2900.8175 | 5196.5532 | 3200.0299 | 813.9078 | 754.7409
2024-04-19 22:00 | 1139.85 | 2475.4077 | 3397.8205 | 6906.9319 | 2654.0238 | 4838.0734 | 3097.6158 | 769.1339 | 673.3506
2024-04-19 23:00 | 1034.5901 | 2362.1817 | 3218.6655 | 6288.4042 | 2373.1938 | 4618.2801 | 3042.2111 | 710.7245 | 629.4756
2024-04-20 | 976.5993 | 2373.6224 | 3205.7007 | 6014.7318 | 2238.1045 | 4484.1989 | 3034.8942 | 689.9789 | 589.1235
2024-04-20 01:00 | 962.1791 | 2379.7288 | 3147.0703 | 5934.1913 | 2206.5723 | 4491.0853 | 3014.5663 | 685.5666 | 632.5298
2024-04-20 02:00 | 923.9858 | 2331.2596 | 3130.8799 | 5904.9363 | 2194.633 | 4473.8675 | 2973.2421 | 669.9671 | 597.1885
2024-04-20 03:00 | 938.6715 | 2361.7636 | 3164.3569 | 6136.4176 | 2206.8505 | 4586.431 | 2707.2816 | 684.1439 | 588.0841
2024-04-20 04:00 | 1019.9845 | 2477.9259 | 3268.706 | 6595.0401 | 2318.3156 | 4813.2642 | 2763.5795 | 728.4692 | 628.1904
2024-04-20 05:00 | 1249.9773 | 2663.2374 | 3428.5227 | 7461.3966 | 2635.1729 | 5338.8959 | 2932.7576 | 835.9823 | 663.3011
2024-04-20 06:00 | 1526.0127 | 2667.6342 | 3523.0853 | 8220.7921 | 2877.6828 | 5681.0509 | 2989.2779 | 905.2353 | 746.0911
2024-04-20 07:00 | 1535.1358 | 2571.2757 | 3559.7469 | 8547.4568 | 3125.4863 | 5841.6783 | 2993.5635 | 868.8909 | 624.7666
2024-04-20 08:00 | 1566.3403 | 2608.9095 | 3699.1119 | 8680.3516 | 3311.6952 | 6030.5239 | 3125.7852 | 883.7713 | 567.865
2024-04-20 09:00 | 1556.999 | 2579.3956 | 3681.5203 | 8592.097 | 3346.5351 | 5933.5463 | 3261.6463 | 855.2953 | 622.3565
2024-04-20 10:00 | 1528.7905 | 2574.3584 | 3633.3609 | 8426.0609 | 3349.1991 | 5829.6166 | 3222.4631 | 835.6556 | 616.8132
2024-04-20 11:00 | 1515.669 | 2584.7316 | 3635.9402 | 8252.6885 | 3317.2676 | 5755.483 | 3188.4359 | 809.655 | 588.2335
2024-04-20 12:00 | 1483.6202 | 2534.9762 | 3598.0676 | 7967.1626 | 3301.9741 | 5708.7798 | 3231.4013 | 771.1149 | 567.5851
2024-04-20 13:00 | 1458.496 | 2482.4039 | 3561.5334 | 7949.8332 | 3275.3713 | 5689.3715 | 3228.5592 | 759.0126 | 608.8952
2024-04-20 14:00 | 1484.3999 | 2402.5735 | 3521.5631 | 8012.2738 | 3319.1449 | 5689.8629 | 3131.2167 | 777.5771 | 632.303
2024-04-20 15:00 | 1534.7565 | 2528.6348 | 3607.7863 | 8303.1927 | 3344.0733 | 5816.1176 | 3242.3349 | 810.4762 | 565.281
2024-04-20 16:00 | 1580.8433 | 2683.8794 | 3599.3607 | 8543.3435 | 3350.0966 | 5977.2464 | 3297.0582 | 861.4463 | 545.1993
2024-04-20 17:00 | 1680.9859 | 2801.1643 | 3573.415 | 8678.9837 | 3323.0217 | 6030.3561 | 3205.7079 | 901.0384 | 698.5425
2024-04-20 18:00 | 1815.54 | 2985.3287 | 3747.2947 | 9129.0592 | 3400.8293 | 6133.5009 | 3213.5101 | 974.9495 | 821.6775
2024-04-20 19:00 | 1674.8332 | 2950.2371 | 3626.9004 | 9127.2071 | 3446.5834 | 5918.5071 | 3265.9071 | 970.8146 | 814.465
2024-04-20 20:00 | 1479.9206 | 2769.7246 | 3580.601 | 8612.4239 | 3106.1772 | 5524.3498 | 3273.3893 | 900.3723 | 809.7064
2024-04-20 21:00 | 1327.1298 | 2577.1131 | 3455.6536 | 7773.5742 | 2800.6709 | 5159.3137 | 3199.2481 | 812.0115 | 722.1257
2024-04-20 22:00 | 1154.2339 | 2437.6481 | 3278.6507 | 6914.6508 | 2582.6468 | 4800.2239 | 3165.5202 | 767.9129 | 659.6277
2024-04-20 23:00 | 1038.0847 | 2323.217 | 3103.6916 | 6246.6803 | 2365.3868 | 4599.8451 | 3063.7863 | 693.9393 | 602.0793
2024-04-21 | 988.0828 | 2255.9899 | 2993.401 | 5992.7086 | 2349.683 | 4493.4437 | 3018.1542 | 663.7998 | 609.1882
2024-04-21 01:00 | 960.2849 | 2285.1074 | 3009.9201 | 5933.6064 | 2287.0947 | 4425.3236 | 3043.9731 | 655.549 | 613.0864
2024-04-21 02:00 | 917.2478 | 2273.4957 | 3003.268 | 5906.1472 | 2261.8566 | 4392.8554 | 3017.7835 | 651.6625 | 630.5054
2024-04-21 03:00 | 927.3313 | 2259.9689 | 2930.709 | 6170.1506 | 2133.2792 | 4440.645 | 2941.7139 | 655.8126 | 602.9296
2024-04-21 04:00 | 1009.1901 | 2312.6251 | 2993.4745 | 6638.8326 | 2289.7614 | 4687.2317 | 2882.4826 | 677.0718 | 628.8668
2024-04-21 05:00 | 1212.2003 | 2469.2441 | 3037.5938 | 7314.7974 | 2547.2071 | 5048.8952 | 2936.772 | 782.0366 | 640.2302
2024-04-21 06:00 | 1458.5659 | 2406.2661 | 2990.0018 | 7735.7367 | 2729.6378 | 5277.9834 | 2899.1393 | 865.4806 | 688.3427
2024-04-21 07:00 | 1439.4973 | 2324.1628 | 3006.7025 | 7897.1519 | 2904.1404 | 5333.4975 | 2913.3286 | 818.7629 | 595.2674
2024-04-21 08:00 | 1481.8771 | 2439.9874 | 3233.4838 | 8243.0084 | 3151.5156 | 5521.4531 | 3059.3466 | 843.8553 | 583.091
2024-04-21 09:00 | 1496.1209 | 2481.2459 | 3267.4191 | 8251.8155 | 3265.4716 | 5628.6025 | 3124.7359 | 841.1277 | 616.021
2024-04-21 10:00 | 1504.3207 | 2479.304 | 3333.902 | 8256.3061 | 3225.4883 | 5611.1157 | 3102.3207 | 831.0264 | 613.7672
2024-04-21 11:00 | 1491.1018 | 2437.2603 | 3330.4736 | 8078.4061 | 3189.7788 | 5558.4583 | 3097.1082 | 810.8154 | 572.098
2024-04-21 12:00 | 1460.0767 | 2437.0636 | 3217.1388 | 7834.1158 | 3174.5885 | 5468.0992 | 3100.4943 | 776.8304 | 558.6414
2024-04-21 13:00 | 1441.8527 | 2364.2761 | 3204.1171 | 7841.8587 | 3122.8581 | 5474.5497 | 3120.9063 | 752.1356 | 556.4607
2024-04-21 14:00 | 1417.1143 | 2384.3804 | 3194.3027 | 7743.1349 | 3138.5323 | 5448.9714 | 3039.0563 | 757.4508 | 615.2853
2024-04-21 15:00 | 1456.3154 | 2492.7808 | 3266.1532 | 7931.5829 | 3170.5726 | 5580.4392 | 3024.6512 | 790.9706 | 620.3961
2024-04-21 16:00 | 1490.9711 | 2527.8469 | 3322.185 | 8188.2264 | 3224.2194 | 5559.7276 | 3066.244 | 820.3546 | 550.9325
2024-04-21 17:00 | 1572.7555 | 2661.8564 | 3364.1403 | 8333.3559 | 3169.3173 | 5648.3751 | 3017.2365 | 862.5155 | 689.9062
2024-04-21 18:00 | 1707.2145 | 2937.5704 | 3591.4851 | 8959.4369 | 3192.8632 | 5958.5864 | 3052.2817 | 966.599 | 782.5248
2024-04-21 19:00 | 1627.0033 | 2853.1289 | 3624.3437 | 8959.431 | 3322.7696 | 5814.7255 | 3093.9679 | 970.4105 | 830.6878
2024-04-21 20:00 | 1455.3064 | 2669.6527 | 3546.988 | 8408.1096 | 3081.779 | 5404.9579 | 3118.4516 | 896.8559 | 785.1663
2024-04-21 21:00 | 1295.7786 | 2516.1744 | 3422.9749 | 7674.5242 | 2707.4241 | 5081.0079 | 3091.9916 | 814.9145 | 707.0971
2024-04-21 22:00 | 1116.0167 | 2376.1094 | 3218.6364 | 6871.6643 | 2522.8461 | 4692.1661 | 3007.6233 | 746.4657 | 643.6784
2024-04-21 23:00 | 1016.377 | 2332.9387 | 3091.632 | 6256.8288 | 2317.5844 | 4438.3902 | 2941.9076 | 687.4926 | 610.8269
2024-04-22 | 963.4547 | 2316.0012 | 3019.0315 | 6033.6986 | 2257.2748 | 4402.9055 | 2962.4405 | 678.2702 | 591.4046
2024-04-22 01:00 | 945.7611 | 2305.4643 | 2962.8602 | 5947.1818 | 2197.0566 | 4304.757 | 2977.5709 | 667.0438 | 590.0884
2024-04-22 02:00 | 901.4592 | 2307.4468 | 2973.9942 | 5839.6681 | 2167.9168 | 4303.7334 | 2958.1574 | 658.4178 | 583.5241
2024-04-22 03:00 | 909.307 | 2275.823 | 2895.0983 | 6089.3833 | 2134.2395 | 4323.5952 | 2914.4732 | 672.4238 | 579.2806
2024-04-22 04:00 | 985.355 | 2296.8148 | 2968.0689 | 6544.1574 | 2295.9751 | 4678.3662 | 2879.7168 | 683.5747 | 578.8337
2024-04-22 05:00 | 1185.5347 | 2451.4401 | 3136.2354 | 7274.1966 | 2581.9601 | 5105.207 | 2925.9841 | 791.6333 | 599.0624
2024-04-22 06:00 | 1425.1037 | 2520.156 | 3126.9342 | 7909.9359 | 2789.3349 | 5400.1322 | 2975.6472 | 874.1804 | 600.3625
2024-04-22 07:00 | 1417.824 | 2483.4366 | 3183.0623 | 8237.9915 | 2955.6521 | 5439.8351 | 2989.6589 | 843.6707 | 598.5709
2024-04-22 08:00 | 1462.8883 | 2574.5551 | 3309.4023 | 8642.0401 | 3158.6008 | 5706.4144 | 3144.0448 | 879.7099 | 665.6854
2024-04-22 09:00 | 1499.2648 | 2662.5538 | 3390.9239 | 8741.5017 | 3193.6742 | 5822.5129 | 3297.6398 | 881.9063 | 648.8651
2024-04-22 10:00 | 1484.7356 | 2634.4056 | 3444.9118 | 8394.1531 | 3221.4542 | 5646.7826 | 3259.0961 | 840.5423 | 616.2854
2024-04-22 11:00 | 1462.9725 | 2631.2341 | 3492.8896 | 8077.2131 | 3232.4125 | 5520.9472 | 3171.175 | 802.8894 | 604.4521
2024-04-22 12:00 | 1419.4703 | 2572.319 | 3574.7545 | 7789.0233 | 3189.7969 | 5469.6922 | 3197.9586 | 776.1927 | 593.6245
2024-04-22 13:00 | 1421.5457 | 2578.8638 | 3678.3082 | 7762.8823 | 3155.7744 | 5520.2329 | 3218.8579 | 774.8519 | 557.9002
2024-04-22 14:00 | 1427.629 | 2564.7478 | 3585.2415 | 7806.2704 | 3044.793 | 5551.8954 | 3237.2746 | 762.4093 | 568.8695
2024-04-22 15:00 | 1444.0492 | 2626.3406 | 3616.9503 | 7924.1418 | 3035.2471 | 5649.431 | 3220.422 | 783.9482 | 641.6585
2024-04-22 16:00 | 1459.0733 | 2770.8211 | 3610.6092 | 8067.8385 | 3126.8659 | 5754.722 | 3218.4733 | 814.2394 | 668.8366
2024-04-22 17:00 | 1504.3327 | 2882.4768 | 3730.7379 | 8236.8073 | 3107.4518 | 5865.5074 | 3216.2261 | 862.9579 | 650.3593
2024-04-22 18:00 | 1649.0407 | 3057.0077 | 3799.9835 | 8805.8301 | 3254.2947 | 6046.9783 | 3203.2225 | 937.4821 | 750.3822
2024-04-22 19:00 | 1543.5031 | 2978.0784 | 3780.54 | 8698.5257 | 3279.3982 | 5725.5703 | 3179.9374 | 909.604 | 765.3059
2024-04-22 20:00 | 1440.4942 | 2788.6228 | 3639.3381 | 8220.8125 | 2979.6262 | 5345.9564 | 3151.2179 | 851.425 | 716.1826
2024-04-22 21:00 | 1313.9874 | 2637.5702 | 3570.017 | 7588.1759 | 2572.0816 | 5028.6322 | 3139.2714 | 796.4798 | 620.3914
2024-04-22 22:00 | 1136.228 | 2522.719 | 3365.6867 | 6781.9237 | 2418.6655 | 4649.1708 | 3131.5978 | 738.4079 | 595.8192
2024-04-22 23:00 | 1031.0543 | 2445.3854 | 3224.218 | 6224.7511 | 2234.7536 | 4401.0659 | 3046.6471 | 676.1758 | 585.0165
2024-04-23 | 982.4349 | 2387.5585 | 3153.295 | 5946.6603 | 2131.8196 | 4290.9676 | 3053.5687 | 653.0503 | 568.2333
2024-04-23 01:00 | 945.8088 | 2333.2456 | 3110.1993 | 5763.8043 | 2017.5036 | 4253.3414 | 3059.1905 | 642.9144 | 562.164
2024-04-23 02:00 | 925.5373 | 2319.632 | 3060.6773 | 5731.6265 | 1981.8187 | 4344.4237 | 3024.3309 | 634.1935 | 550.2436
2024-04-23 03:00 | 936.6188 | 2347.1921 | 3028.124 | 5842.3818 | 2004.2423 | 4424.9685 | 3048.032 | 647.2503 | 558.0751
2024-04-23 04:00 | 976.3903 | 2433.1308 | 3151.826 | 6181.8678 | 2115.3835 | 4632.1606 | 3098.1293 | 671.8161 | 574.5858
2024-04-23 05:00 | 1089.3545 | 2583.2154 | 3319.4906 | 6816.3334 | 2222.2048 | 4990.1519 | 3188.9304 | 726.8412 | 604.6781
2024-04-23 06:00 | 1225.092 | 2568.9653 | 3313.1356 | 7260.3059 | 2426.409 | 5241.9948 | 3212.8858 | 761.724 | 628.5674
2024-04-23 07:00 | 1325.3135 | 2508.9954 | 3249.6936 | 7541.2825 | 2504.212 | 5250.813 | 3114.922 | 778.1416 | 589.0658
2024-04-23 08:00 | 1401.5932 | 2639.4985 | 3372.2132 | 8134.7139 | 2681.8731 | 5439.1806 | 3233.9874 | 799.5039 | 640.0867
2024-04-23 09:00 | 1412.3116 | 2640.7755 | 3459.8718 | 8300.5711 | 2803.9077 | 5581.7128 | 3309.0593 | 791.1231 | 617.6511
2024-04-23 10:00 | 1375.3564 | 2736.6348 | 3436.6079 | 8114.8244 | 2777.1989 | 5524.1786 | 3308.9807 | 772.1562 | 611.6315
2024-04-23 11:00 | 1354.2114 | 2704.8162 | 3418.7338 | 7929.1713 | 2815.7057 | 5461.3683 | 3268.8783 | 755.4306 | 593.4268
2024-04-23 12:00 | 1336.5217 | 2606.5382 | 3368.3693 | 7829.3207 | 2795.9825 | 5362.2837 | 3295.2403 | 736.5605 | 584.7424
2024-04-23 13:00 | 1309.3113 | 2626.346 | 3392.2093 | 7635.771 | 2766.7998 | 5299.602 | 3264.1859 | 732.906 | 567.9115
2024-04-23 14:00 | 1282.503 | 2605.975 | 3322.1572 | 7553.8794 | 2737.6294 | 5325.6236 | 3261.1577 | 722.3408 | 595.9415
2024-04-23 15:00 | 1281.0273 | 2647.558 | 3396.3584 | 7648.0391 | 2746.8605 | 5410.7309 | 3300.276 | 739.2564 | 620.2379
2024-04-23 16:00 | 1298.0246 | 2731.4024 | 3428.3589 | 7806.6796 | 2786.8855 | 5431.483 | 3283.5212 | 759.1273 | 640.3555
2024-04-23 17:00 | 1406.7517 | 2833.3572 | 3474.8245 | 7975.3422 | 2822.3615 | 5515.9803 | 3237.5024 | 798.6674 | 634.3845
2024-04-23 18:00 | 1609.7543 | 2981.1301 | 3590.7918 | 8504.3005 | 2987.0605 | 5730.4591 | 3260.6585 | 900.6975 | 755.2297
2024-04-23 19:00 | 1487.19 | 2923.151 | 3540.7445 | 8547.1758 | 3063.2075 | 5615.8085 | 3332.3396 | 910.7088 | 759.0058
2024-04-23 20:00 | 1347.747 | 2743.216 | 3446.408 | 8084.3658 | 2774.2689 | 5245.0173 | 3279.6065 | 850.7131 | 705.7228
2024-04-23 21:00 | 1191.2396 | 2558.6124 | 3262.6828 | 7340.2804 | 2542.7451 | 4900.5269 | 3209.4713 | 779.4786 | 624.3161
2024-04-23 22:00 | 1057.2463 | 2461.225 | 3114.5232 | 6619.4583 | 2279.7672 | 4578.7451 | 3053.8499 | 707.7249 | 609.8909
2024-04-23 23:00 | 972.7671 | 2396.8465 | 2986.5009 | 6057.5255 | 2107.1284 | 4378.8584 | 2944.2127 | 670.5614 | 585.0655
2024-04-24 | 916.3005 | 2317.5489 | 2871.9373 | 5765.9975 | 2018.4224 | 4238.4378 | 2898.676 | 633.9171 | 577.0959
2024-04-24 01:00 | 900.4289 | 2266.4925 | 2868.0689 | 5662.9392 | 1958.6757 | 4216.3333 | 2923.2353 | 627.8637 | 584.458
2024-04-24 02:00 | 888.7947 | 2258.2734 | 2898.4464 | 5566.7238 | 1913.8217 | 4197.2956 | 2894.0643 | 632.7114 | 543.9602
2024-04-24 03:00 | 893.0375 | 2239.0794 | 2882.965 | 5601.4199 | 1878.6884 | 4264.7006 | 2878.9082 | 630.612 | 546.0831
2024-04-24 04:00 | 946.1264 | 2349.6285 | 2951.0986 | 5953.0239 | 1958.1103 | 4474.2769 | 2969.6262 | 643.2379 | 560.1596
2024-04-24 05:00 | 1059.6311 | 2486.7346 | 3079.3009 | 6496.815 | 2239.2098 | 4910.69 | 3102.7295 | 682.2624 | 594.2694
2024-04-24 06:00 | 1161.688 | 2460.8349 | 3081.5018 | 6953.2483 | 2374.5892 | 5146.6834 | 3081.1543 | 713.2064 | 583.2674
2024-04-24 07:00 | 1291.344 | 2407.8111 | 3037.3267 | 7221.2579 | 2447.4833 | 5189.3927 | 2891.1735 | 736.3669 | 543.4631
2024-04-24 08:00 | 1377.937 | 2557.9423 | 3172.7775 | 7704.6879 | 2637.7432 | 5318.0647 | 2925.9055 | 779.2825 | 608.3762
2024-04-24 09:00 | 1380.0455 | 2647.7086 | 3284.6944 | 8084.598 | 2740.7612 | 5382.8316 | 2938.0628 | 794.6036 | 595.9126
2024-04-24 10:00 | 1335.0369 | 2619.6667 | 3389.9448 | 8005.3529 | 2754.6123 | 5259.8981 | 2894.8078 | 757.1515 | 612.8176
2024-04-24 11:00 | 1275.1506 | 2532.0151 | 3340.4714 | 7823.359 | 2705.6069 | 5090.92 | 2922.8165 | 749.9903 | 606.3153
2024-04-24 12:00 | 1269.9649 | 2515.37 | 3315.2677 | 7670.0599 | 2638.413 | 5004.4662 | 2970.0448 | 748.0314 | 606.1899
2024-04-24 13:00 | 1249.3673 | 2510.5304 | 3297.5291 | 7626.86 | 2553.7614 | 5021.1506 | 2939.5636 | 718.9993 | 609.752
2024-04-24 14:00 | 1209.6894 | 2514.3992 | 3271.4749 | 7573.9816 | 2415.9962 | 5054.5101 | 2972.2093 | 709.8048 | 597.789
2024-04-24 15:00 | 1221.8406 | 2554.7852 | 3295.4393 | 7720.8313 | 2351.0009 | 5156.1219 | 2983.8411 | 716.0553 | 596.2931
2024-04-24 16:00 | 1326.3187 | 2568.5848 | 3333.7603 | 7933.4192 | 2391.7576 | 5299.2824 | 2930.9126 | 735.25 | 539.4776
2024-04-24 17:00 | 1419.1354 | 2651.4269 | 3278.9157 | 8132.0064 | 2451.9968 | 5451.9793 | 3008.0737 | 781.0067 | 627.582
2024-04-24 18:00 | 1520.9528 | 2815.9217 | 3385.5312 | 8619.7872 | 2751.8112 | 5608.5799 | 3173.0139 | 896.9135 | 741.734
2024-04-24 19:00 | 1367.1699 | 2838.2521 | 3473.6131 | 8730.674 | 2894.0627 | 5515.0205 | 3255.2583 | 905.6728 | 783.7715
2024-04-24 20:00 | 1176.8587 | 2627.5055 | 3360.8161 | 8118.661 | 2738.1831 | 5192.0641 | 3132.751 | 825.9172 | 735.5492
2024-04-24 21:00 | 1046.3088 | 2492.0868 | 3192.4547 | 7234.772 | 2399.7825 | 4796.3566 | 3050.9541 | 739.7154 | 683.8096
2024-04-24 22:00 | 971.1785 | 2381.5092 | 3022.0748 | 6473.1298 | 2203.9451 | 4481.0571 | 3024.1105 | 676.6213 | 613.9845
2024-04-24 23:00 | 871.361 | 2286.6389 | 3026.6295 | 5839.1223 | 2015.7191 | 4301.3471 | 3048.4603 | 643.9915 | 589.6348
2024-04-25 | 826.405 | 2240.8581 | 2969.955 | 5561.9031 | 1882.2755 | 4122.0472 | 2997.5246 | 614.825 | 550.8919
2024-04-25 01:00 | 778.198 | 2224.9987 | 2964.4084 | 5360.406 | 1863.6246 | 4154.4793 | 2965.7672 | 602.1953 | 537.7325
2024-04-25 02:00 | 796.4836 | 2202.1226 | 2934.6871 | 5337.4956 | 1813.4372 | 4154.9983 | 2868.8377 | 601.1504 | 528.5554
2024-04-25 03:00 | 852.5047 | 2162.8769 | 2859.935 | 5453.4267 | 1843.1569 | 4238.8515 | 2864.3917 | 599.9721 | 512.2087
2024-04-25 04:00 | 944.8934 | 2277.7261 | 2948.0463 | 6053.3273 | 1921.5019 | 4366.3062 | 2852.2854 | 637.4528 | 520.9684
2024-04-25 05:00 | 1179.962 | 2427.4454 | 3037.7672 | 6683.3515 | 2156.6327 | 4650.624 | 2853.5043 | 749.6432 | 558.8352
2024-04-25 06:00 | 1373.3166 | 2388.908 | 2938.9538 | 7134.4731 | 2415.0638 | 4943.2342 | 2811.5722 | 792.3834 | 593.8963
2024-04-25 07:00 | 1361.8824 | 2319.036 | 2951.548 | 7367.6331 | 2510.4494 | 5024.9068 | 2777.5096 | 753.7227 | 541.3751
2024-04-25 08:00 | 1387.363 | 2395.8079 | 2984.5415 | 7679.0075 | 2723.7119 | 5258.5748 | 2899.9304 | 769.576 | 597.1167
2024-04-25 09:00 | 1383.8632 | 2406.4528 | 3114.1946 | 7824.7915 | 2845.036 | 5362.8908 | 3035.8402 | 778.7971 | 579.5258
2024-04-25 10:00 | 1399.6762 | 2463.6862 | 3104.5756 | 7790.5765 | 2904.6653 | 5335.0906 | 3059.8505 | 774.2947 | 557.7909
2024-04-25 11:00 | 1393.4834 | 2453.006 | 3131.6524 | 7742.5674 | 2903.7888 | 5349.9962 | 3086.2459 | 764.4503 | 543.0409
2024-04-25 12:00 | 1377.758 | 2475.5488 | 3041.0265 | 7541.7874 | 2894.0993 | 5361.6225 | 3029.269 | 741.9246 | 534.9022
2024-04-25 13:00 | 1336.9502 | 2425.3993 | 2975.446 | 7458.3193 | 2890.2585 | 5356.0705 | 3012.0177 | 729.0735 | 515.0999
2024-04-25 14:00 | 1378.8547 | 2356.1866 | 2956.0868 | 7371.5639 | 2844.2279 | 5347.5278 | 2934.4088 | 726.997 | 527.3022
2024-04-25 15:00 | 1490.4412 | 2390.9724 | 2960.2972 | 7525.3807 | 2905.8084 | 5393.1127 | 2909.4135 | 742.5001 | 553.2319
2024-04-25 16:00 | 1554.4424 | 2499.5488 | 3052.9302 | 7755.1667 | 2866.1105 | 5445.7645 | 2893.649 | 765.624 | 583.8655
2024-04-25 17:00 | 1661.1206 | 2592.5634 | 3161.3179 | 8082.6977 | 2848.3804 | 5555.8512 | 2931.4757 | 795.1152 | 606.2913
2024-04-25 18:00 | 1792.6782 | 2847.3048 | 3333.3573 | 8778.7563 | 3036.0926 | 5794.1088 | 3018.035 | 890.7986 | 721.9767
2024-04-25 19:00 | 1672.6212 | 2799.7639 | 3360.4474 | 8700.5946 | 3043.3482 | 5604.9185 | 3075.2403 | 892.9496 | 745.0547
2024-04-25 20:00 | 1468.7496 | 2584.5925 | 3355.9697 | 8164.7955 | 2864.4984 | 5215.3986 | 3036.8692 | 827.612 | 688.5103
2024-04-25 21:00 | 1262.3318 | 2406.616 | 3224.2261 | 7368.871 | 2562.9779 | 4891.4683 | 3095.5254 | 753.3076 | 621.0062
2024-04-25 22:00 | 1061.6989 | 2231.7199 | 2968.7006 | 6448.876 | 2313.6401 | 4572.0845 | 3041.0002 | 691.932 | 570.1263
2024-04-25 23:00 | 970.8327 | 2156.0863 | 2883.7821 | 5947.3569 | 2111.1296 | 4359.4403 | 2972.2261 | 649.8641 | 537.7791
2024-04-26 | 935.9186 | 2158.2356 | 2874.8311 | 5705.8838 | 1995.013 | 4319.4279 | 2972.3965 | 643.5946 | 527.1609
2024-04-26 01:00 | 917.8134 | 2149.8116 | 2840.2464 | 5607.2722 | 1946.4039 | 4338.4266 | 3027.7259 | 640.7272 | 542.7471
2024-04-26 02:00 | 898.9994 | 2130.2707 | 2811.4994 | 5641.3516 | 1943.1763 | 4318.2326 | 2995.1677 | 639.7466 | 541.4062
2024-04-26 03:00 | 893.2247 | 2105.147 | 2734.1507 | 5857.3205 | 1972.4494 | 4352.95 | 2919.5606 | 643.0849 | 526.9825
2024-04-26 04:00 | 983.9669 | 2212.4871 | 2762.6041 | 6404.9274 | 2117.9473 | 4620.4686 | 2927.9285 | 673.1508 | 538.0356
2024-04-26 05:00 | 1197.7949 | 2384.694 | 3007.2832 | 7150.4688 | 2417.9594 | 5037.2983 | 2931.9361 | 763.1756 | 584.7541
2024-04-26 06:00 | 1491.2119 | 2480.8229 | 3087.9505 | 7956.371 | 2711.2712 | 5509.8931 | 3063.3342 | 854.3547 | 631.6419
2024-04-26 07:00 | 1507.1917 | 2401.2276 | 3069.8767 | 8352.0711 | 2974.6232 | 5657.0941 | 3074.6831 | 835.0276 | 571.5899
2024-04-26 08:00 | 1546.47 | 2442.829 | 3192.4498 | 8619.8548 | 3114.5952 | 5750.6393 | 3203.2317 | 854.9875 | 626.1717
2024-04-26 09:00 | 1531.1848 | 2479.3445 | 3282.506 | 8730.2425 | 3213.5601 | 5804.1745 | 3285.6479 | 841.8837 | 605.2902
2024-04-26 10:00 | 1504.1258 | 2498.0985 | 3380.1751 | 8634.7873 | 3182.8819 | 5669.7388 | 3295.3012 | 811.5711 | 574.1878
2024-04-26 11:00 | 1480.0819 | 2443.7976 | 3352.9932 | 8477.406 | 3197.878 | 5711.1023 | 3297.4859 | 781.7072 | 597.9096
2024-04-26 12:00 | 1465.6988 | 2471.2706 | 3271.0813 | 8205.2896 | 3165.8754 | 5641.5527 | 3204.9935 | 768.0456 | 581.2413
2024-04-26 13:00 | 1466.5188 | 2442.0192 | 3225.8677 | 8195.8793 | 3111.2473 | 5732.3245 | 3222.1682 | 730.6625 | 565.1225
2024-04-26 14:00 | 1477.9593 | 2450.7112 | 3247.7102 | 8202.9513 | 3190.771 | 5761.5959 | 3125.6688 | 749.5526 | 554.3949
2024-04-26 15:00 | 1550.8453 | 2516.7945 | 3330.3851 | 8404.1213 | 3225.1764 | 5849.0841 | 3169.6033 | 803.3461 | 640.8515
2024-04-26 16:00 | 1614.5871 | 2654.2213 | 3405.5782 | 8649.9446 | 3322.9255 | 5905.7965 | 3210.3482 | 835.8586 | 587.9444
2024-04-26 17:00 | 1705.292 | 2751.7654 | 3533.5691 | 8854.4098 | 3281.8111 | 5941.3252 | 3176.169 | 863.8464 | 679.4204
2024-04-26 18:00 | 1871.064 | 2885.4596 | 3693.6176 | 9506.3077 | 3471.1573 | 6005.1723 | 3273.646 | 952.0414 | 765.889
2024-04-26 19:00 | 1713.3845 | 2852.05 | 3707.5819 | 9376.8182 | 3482.583 | 5848.5013 | 3284.4198 | 945.6485 | 772.0159
2024-04-26 20:00 | 1520.9041 | 2681.6936 | 3578.8313 | 8745.2783 | 3178.9396 | 5445.1603 | 3230.519 | 864.318 | 724.3159
2024-04-26 21:00 | 1296.9244 | 2516.5183 | 3448.6155 | 7888.8434 | 2922.3807 | 5067.5003 | 3228.5737 | 783.1247 | 664.6046
2024-04-26 22:00 | 1095.6549 | 2404.4176 | 3288.5746 | 6928.8808 | 2560.7075 | 4712.0276 | 3176.8691 | 730.0573 | 597.5985
2024-04-26 23:00 | 978.2019 | 2333.5902 | 3107.5786 | 6182.3332 | 2319.0883 | 4454.4382 | 3095.5155 | 676.0996 | 562.6991
2024-04-27 | 939.298 | 2275.376 | 3057.5434 | 5875.3389 | 2225.5761 | 4320.1017 | 3072.9353 | 661.1984 | 542.0188
2024-04-27 01:00 | 928.9992 | 2268.7685 | 2998.1597 | 5746.3609 | 2232.0773 | 4292.6015 | 3126.3858 | 657.2281 | 557.0669
2024-04-27 02:00 | 935.8434 | 2248.4972 | 2896.7585 | 5698.887 | 2242.458 | 4318.9982 | 3091.1167 | 651.5157 | 535.6335
2024-04-27 03:00 | 959.6919 | 2227.9365 | 2921.4881 | 5900.0824 | 2234.7052 | 4443.593 | 3008.6824 | 659.3405 | 522.0503
2024-04-27 04:00 | 1054.0789 | 2302.8655 | 2926.1038 | 6335.2799 | 2371.6105 | 4708.6893 | 2975.9635 | 692.3995 | 516.5048
2024-04-27 05:00 | 1273.4 | 2499.6312 | 3122.9719 | 7273.9179 | 2608.4621 | 5110.6574 | 3089.9103 | 790.3428 | 572.4566
2024-04-27 06:00 | 1554.5724 | 2580.286 | 3188.8612 | 8132.7422 | 2910.1878 | 5447.4707 | 3163.5366 | 876.6129 | 610.2443
2024-04-27 07:00 | 1544.9225 | 2524.4385 | 3180.3307 | 8458.2263 | 3102.0074 | 5575.5404 | 3159.5924 | 838.3449 | 623.4207
2024-04-27 08:00 | 1535.5032 | 2570.6319 | 3313.1667 | 8716.6432 | 3205.2705 | 5697.3823 | 3210.9029 | 843.5466 | 596.461
2024-04-27 09:00 | 1605.334 | 2573.1849 | 3343.0586 | 8746.7345 | 3231.8043 | 5683.4403 | 3295.9468 | 848.3235 | 576.6393
2024-04-27 10:00 | 1615.1465 | 2521.8882 | 3256.6735 | 8641.853 | 3252.473 | 5532.7097 | 3317.8039 | 805.0423 | 572.3534
2024-04-27 11:00 | 1589.0429 | 2531.2759 | 3320.1666 | 8529.9593 | 3243.1261 | 5469.7629 | 3323.4398 | 776.7548 | 544.0275
2024-04-27 12:00 | 1529.0916 | 2514.665 | 3341.8979 | 8341.7905 | 3066.5401 | 5401.0444 | 3322.3769 | 774.7384 | 552.6457
2024-04-27 13:00 | 1492.6177 | 2554.0382 | 3385.5174 | 8302.5411 | 2937.3681 | 5503.9428 | 3339.17 | 806.4507 | 529.3579
2024-04-27 14:00 | 1482.035 | 2568.1678 | 3416.5967 | 8258.5988 | 3004.897 | 5575.7698 | 3316.2716 | 785.2993 | 576.5922
2024-04-27 15:00 | 1532.8754 | 2624.6445 | 3453.0185 | 8420.5669 | 3082.2407 | 5751.4901 | 3341.8237 | 794.0275 | 647.1045
2024-04-27 16:00 | 1528.6518 | 2737.0573 | 3524.7459 | 8647.0592 | 3230.9851 | 5812.9008 | 3337.1719 | 843.593 | 650.97
2024-04-27 17:00 | 1596.2393 | 2908.9973 | 3622.5499 | 8860.161 | 3169.1872 | 5858.6231 | 3266.9829 | 879.4964 | 706.018
2024-04-27 18:00 | 1780.1018 | 3109.7679 | 3806.7182 | 9392.0809 | 3307.1742 | 6083.8416 | 3305.8866 | 969.7111 | 795.7059
2024-04-27 19:00 | 1690.1283 | 3010.6216 | 3758.9749 | 9323.1555 | 3294.8718 | 5912.6091 | 3332.2502 | 937.6313 | 797.3491
2024-04-27 20:00 | 1471.6815 | 2784.3085 | 3642.4129 | 8748.2208 | 3013.6143 | 5519.0366 | 3277.5292 | 866.5293 | 777.9027
2024-04-27 21:00 | 1347.68 | 2646.7483 | 3480.0287 | 7918.0161 | 2717.7715 | 5158.8507 | 3241.3282 | 792.1165 | 710.2292
2024-04-27 22:00 | 1125.8913 | 2473.9297 | 3260.0011 | 7041.0293 | 2502.4835 | 4801.3938 | 3177.6345 | 735.34 | 637.362
2024-04-27 23:00 | 1023.9476 | 2410.4819 | 3054.8902 | 6291.9709 | 2288.2457 | 4577.2817 | 3146.7617 | 696.0942 | 595.5272
2024-04-28 | 1024.0507 | 2350.5958 | 3039.5747 | 5991.0775 | 2224.2768 | 4430.9715 | 3065.1612 | 674.1994 | 559.4528
2024-04-28 01:00 | 984.3027 | 2337.9183 | 3009.1367 | 5841.3564 | 2170.9935 | 4414.3464 | 3100.8488 | 654.9133 | 568.8553
2024-04-28 02:00 | 962.5168 | 2320.4965 | 2985.0091 | 5731.1858 | 2198.947 | 4445.2302 | 3070.8328 | 654.7671 | 563.0966
2024-04-28 03:00 | 953.6914 | 2333.819 | 3011.4039 | 5828.4674 | 2286.1828 | 4489.0027 | 3060.1415 | 670.8721 | 554.1168
2024-04-28 04:00 | 1029.9135 | 2464.8367 | 3127.9746 | 6154.5064 | 2414.9588 | 4787.3444 | 3152.3044 | 707.7695 | 598.6031
2024-04-28 05:00 | 1280.9365 | 2673.6749 | 3412.7712 | 6820.7304 | 2646.9994 | 5219.677 | 3328.8551 | 826.1364 | 620.5718
2024-04-28 06:00 | 1449.2792 | 2830.398 | 3492.453 | 7459.9854 | 2952.9917 | 5677.1693 | 3574.1871 | 885.8008 | 665.3844
2024-04-28 07:00 | 1467.7999 | 2808.7313 | 3492.4985 | 7834.5405 | 2954.6687 | 5826.5105 | 3536.0023 | 883.7034 | 653.0691
2024-04-28 08:00 | 1539.4029 | 2753.8404 | 3465.0088 | 8260.8479 | 3004.3795 | 5820.5276 | 3515.7752 | 878.4314 | 659.6595
2024-04-28 09:00 | 1584.5895 | 2757.4 | 3454.338 | 8426.9384 | 3084.9235 | 5825.7946 | 3443.4229 | 890.9367 | 592.9288
2024-04-28 10:00 | 1585.1728 | 2756.4818 | 3477.2487 | 8260.2267 | 3042.1012 | 5669.2517 | 3430.2406 | 891.0179 | 579.3336
2024-04-28 11:00 | 1578.7017 | 2689.2401 | 3504.9055 | 8148.8975 | 3020.5625 | 5614.2166 | 3414.6506 | 879.5295 | 618.2506
2024-04-28 12:00 | 1494.3402 | 2624.7141 | 3470.1258 | 7967.5146 | 2922.1759 | 5569.9634 | 3361.2419 | 854.6327 | 691.316
2024-04-28 13:00 | 1476.6025 | 2642.2516 | 3466.2461 | 7905.9067 | 2826.8556 | 5679.5858 | 3402.5623 | 843.7059 | 580.3215
2024-04-28 14:00 | 1410.2268 | 2654.0976 | 3442.4727 | 7864.9136 | 2831.793 | 5770.934 | 3397.5976 | 821.1988 | 646.2523
2024-04-28 15:00 | 1412.9039 | 2726.8044 | 3569.5369 | 8178.9043 | 2924.7201 | 5912.6879 | 3400.3669 | 876.0278 | 667.0381
2024-04-28 16:00 | 1454.1768 | 2818.3782 | 3578.439 | 8453.6418 | 2904.7677 | 5990.0748 | 3345.8955 | 884.4561 | 670.562
2024-04-28 17:00 | 1583.2479 | 2936.0537 | 3579.6602 | 8586.8181 | 2955.0672 | 6095.967 | 3286.7782 | 907.1789 | 727.0504
2024-04-28 18:00 | 1754.1785 | 3138.7944 | 3714.1987 | 9071.878 | 3223.2361 | 6253.3902 | 3433.5288 | 986.728 | 812.1471
2024-04-28 19:00 | 1624.5656 | 3142.1365 | 3775.9743 | 9032.9659 | 3284.384 | 5985.6628 | 3454.8275 | 959.9841 | 824.6328
2024-04-28 20:00 | 1503.041 | 2945.7689 | 3640.9898 | 8475.5106 | 3046.7694 | 5538.0549 | 3370.7799 | 881.5032 | 754.3298
2024-04-28 21:00 | 1318.6553 | 2767.509 | 3452.2103 | 7718.6243 | 2756.5513 | 5151.6847 | 3349.4057 | 811.5407 | 708.0936
2024-04-28 22:00 | 1146.5317 | 2631.6393 | 3322.8979 | 6860.8771 | 2397.6231 | 4803.5697 | 3295.2309 | 762.7053 | 684.4324
2024-04-28 23:00 | 1037.2507 | 2530.4791 | 3201.7057 | 6141.7062 | 2219.0534 | 4579.3611 | 3206.7868 | 714.6358 | 683.8377
2024-04-29 | 953.9546 | 2502.8519 | 3192.3654 | 5790.1381 | 2165.5081 | 4498.9309 | 3186.127 | 693.8118 | 653.6459
2024-04-29 01:00 | 926.6505 | 2484.305 | 3129.5615 | 5726.4723 | 2154.8928 | 4428.0758 | 3155.0243 | 698.27 | 631.9219
2024-04-29 02:00 | 921.1418 | 2464.737 | 3091.0617 | 5637.4584 | 2099.7987 | 4491.73 | 3175.3319 | 698.5621 | 633.5051
2024-04-29 03:00 | 959.4528 | 2452.262 | 3074.6507 | 5728.7937 | 2165.1351 | 4543.5765 | 3135.418 | 699.9419 | 612.5167
2024-04-29 04:00 | 1030.1318 | 2524.7463 | 3154.1261 | 6245.6076 | 2279.9641 | 4726.4712 | 3168.1346 | 730.0831 | 626.6729
2024-04-29 05:00 | 1202.7109 | 2651.2056 | 3325.6167 | 7025.605 | 2591.8278 | 5265.9724 | 3345.3325 | 809.5925 | 662.9834
2024-04-29 06:00 | 1440.4587 | 2781.1211 | 3421.7449 | 7757.0899 | 2872.286 | 5688.2499 | 3429.0466 | 883.6521 | 686.9114
2024-04-29 07:00 | 1573.6083 | 2788.5758 | 3384.9977 | 8155.0755 | 2969.7869 | 5831.9258 | 3355.5603 | 883.8205 | 672.254
2024-04-29 08:00 | 1639.7884 | 2828.405 | 3504.5289 | 8531.7592 | 3049.6239 | 5979.6181 | 3432.0297 | 902.1855 | 642.526
2024-04-29 09:00 | 1641.7869 | 2821.6107 | 3604.348 | 8553.5467 | 3197.9271 | 5904.9907 | 3426.0109 | 882.5283 | 678.3371
2024-04-29 10:00 | 1636.6489 | 2677.1019 | 3562.672 | 8533.5704 | 3151.0243 | 5767.3279 | 3523.5913 | 878.4623 | 638.2272
2024-04-29 11:00 | 1605.1337 | 2730.4318 | 3489.8022 | 8344.6028 | 3059.4712 | 5722.3174 | 3487.5693 | 852.9908 | 641.9472
2024-04-29 12:00 | 1562.9299 | 2728.2673 | 3520.5418 | 8150.4024 | 3053.1832 | 5784.8182 | 3455.1253 | 829.6293 | 640.6306
2024-04-29 13:00 | 1517.5463 | 2765.0147 | 3579.1245 | 8049.3829 | 3023.6692 | 5851.7652 | 3444.487 | 815.6095 | 603.3507
2024-04-29 14:00 | 1512.0906 | 2768.6279 | 3563.3097 | 8113.1292 | 2984.9527 | 5863.8015 | 3453.8126 | 824.383 | 600.5224
2024-04-29 15:00 | 1532.8602 | 2806.5305 | 3577.1298 | 8227.1603 | 2991.3059 | 5971.5016 | 3424.2061 | 827.6051 | 637.6838
2024-04-29 16:00 | 1551.1305 | 2905.2259 | 3558.4605 | 8460.3995 | 3002.8435 | 6098.4589 | 3418.1603 | 844.7578 | 625.5239
2024-04-29 17:00 | 1613.4458 | 3020.035 | 3594.8111 | 8628.1459 | 3023.5441 | 6106.3783 | 3346.3997 | 882.2878 | 689.4982
2024-04-29 18:00 | 1774.5475 | 3207.7155 | 3739.1636 | 9152.0336 | 3198.3582 | 6264.8616 | 3340.2094 | 957.3424 | 812.1049
2024-04-29 19:00 | 1669.9026 | 3108.0287 | 3665.3061 | 8946.2711 | 3245.1227 | 5960.7004 | 3373.7148 | 934.2487 | 797.5716
2024-04-29 20:00 | 1503.4775 | 2938.7779 | 3516.3584 | 8448.0881 | 2930.1134 | 5484.5528 | 3345.9991 | 857.6009 | 767.7322
2024-04-29 21:00 | 1293.8169 | 2751.3285 | 3369.5597 | 7626.3127 | 2649.2857 | 5040.621 | 3277.8318 | 775.4416 | 678.1853
2024-04-29 22:00 | 1118.2823 | 2588.1444 | 3153.3734 | 6847.3418 | 2531.7262 | 4737.4898 | 3231.5323 | 730.9698 | 618.0734
2024-04-29 23:00 | 1044.3965 | 2473.4475 | 3044.1263 | 6192.928 | 2388.5005 | 4542.5402 | 3105.8064 | 688.8015 | 626.3621
2024-04-30 | 1005.0785 | 2494.101 | 3107.7427 | 5970.142 | 2294.0117 | 4500.0529 | 3199.6607 | 686.5027 | 642.9645
2024-04-30 01:00 | 957.6479 | 2468.5019 | 3067.0519 | 5909.598 | 2193.572 | 4480.9684 | 3213.7518 | 686.0557 | 600.4049
2024-04-30 02:00 | 928.8189 | 2443.6263 | 3029.3632 | 5832.7173 | 2146.323 | 4472.3902 | 3164.0981 | 679.5452 | 609.9733
2024-04-30 03:00 | 941.9047 | 2464.0025 | 3025.6989 | 5835.2108 | 2128.7507 | 4544.7495 | 3165.9069 | 699.4008 | 590.8977
2024-04-30 04:00 | 1029.5777 | 2580.052 | 3146.9221 | 6200.294 | 2211.7832 | 4802.3953 | 3262.0414 | 728.4317 | 643.6368
2024-04-30 05:00 | 1168.0209 | 2762.2097 | 3333.4307 | 6866.7408 | 2297.626 | 5208.162 | 3391.7342 | 780.6856 | 659.0912
2024-04-30 06:00 | 1309.6239 | 2794.9761 | 3305.232 | 7392.4934 | 2502.1248 | 5464.2907 | 3421.1836 | 815.8554 | 679.4675
2024-04-30 07:00 | 1402.2594 | 2715.7245 | 3312.1785 | 7672.4813 | 2553.2506 | 5526.2739 | 3291.453 | 821.7677 | 633.1848
2024-04-30 08:00 | 1488.0033 | 2789.6037 | 3527.3011 | 8256.783 | 2785.2008 | 5818.6904 | 3402.8404 | 852.4308 | 624.5377
2024-04-30 09:00 | 1495.9922 | 2842.9514 | 3544.9284 | 8519.8073 | 3009.4377 | 5946.7842 | 3482.9524 | 840.1271 | 637.093
2024-04-30 10:00 | 1447.8469 | 2905.1196 | 3633.2526 | 8354.7032 | 2972.0664 | 5895.7627 | 3435.8405 | 830.045 | 612.9839
2024-04-30 11:00 | 1407.1926 | 2877.2414 | 3598.718 | 8089.804 | 2890.9472 | 5841.4156 | 3405.8887 | 804.7703 | 615.9225
2024-04-30 12:00 | 1377.0561 | 2907.3519 | 3566.4453 | 7945.9994 | 2705.6546 | 5750.3868 | 3399.4919 | 791.9255 | 638.5158
2024-04-30 13:00 | 1362.6052 | 2865.2701 | 3556.55 | 7797.4395 | 2636.6031 | 5668.5774 | 3352.4503 | 802.54 | 660.3275
2024-04-30 14:00 | 1342.4344 | 2794.1189 | 3507.2875 | 7653.6836 | 2724.1484 | 5621.5408 | 3298.6725 | 769.6589 | 673.9595
2024-04-30 15:00 | 1360.1034 | 2846.4757 | 3558.5215 | 7741.0831 | 2734.3142 | 5665.3247 | 3352.2644 | 800.13 | 692.8775
2024-04-30 16:00 | 1396.1026 | 2889.4423 | 3603.2207 | 7902.4678 | 2770.3262 | 5827.0536 | 3281.2506 | 812.8695 | 607.8107
2024-04-30 17:00 | 1539.9066 | 2976.8588 | 3621.9548 | 8132.5893 | 2759.5163 | 5937.2222 | 3230.3616 | 867.2511 | 653.7798
2024-04-30 18:00 | 1745.9237 | 3139.7855 | 3754.9921 | 8845.2513 | 3094.6763 | 6148.9001 | 3365.4869 | 965.4423 | 759.167
2024-04-30 19:00 | 1608.7297 | 3089.3052 | 3715.2626 | 8961.1607 | 3185.0836 | 5998.3205 | 3417.4949 | 958.4188 | 797.7997
2024-04-30 20:00 | 1356.5575 | 2919.6977 | 3585.242 | 8417.6492 | 2952.8742 | 5606.1769 | 3381.7709 | 876.6951 | 724.6703
2024-04-30 21:00 | 1161.6038 | 2715.197 | 3368.6504 | 7669.9025 | 2739.1993 | 5122.8986 | 3216.2822 | 796.0164 | 683.8988
2024-04-30 22:00 | 1026.7484 | 2532.9122 | 3184.9877 | 6818.9552 | 2483.1781 | 4785.8334 | 3050.8577 | 740.7807 | 636.0943
2024-04-30 23:00 | 944.4768 | 2442.0424 | 3082.3935 | 6142.0602 | 2347.1421 | 4629.6627 | 2960.8632 | 700.5669 | 601.6002
2024-05-01 | 882.9338 | 2379.6355 | 2958.2842 | 5855.7075 | 2180.1004 | 4484.8352 | 2954.2419 | 687.6081 | 575.4761
2024-05-01 01:00 | 869.4553 | 2402.997 | 2898.8613 | 5710.5807 | 2160.4207 | 4432.4912 | 2995.3227 | 683.68 | 581.2797
2024-05-01 02:00 | 839.9051 | 2365.1625 | 2900.7466 | 5552.8058 | 2162.5388 | 4329.0897 | 3001.0899 | 684.0457 | 560.9445
2024-05-01 03:00 | 859.0685 | 2314.9485 | 2907.2488 | 5618.9097 | 2103.7654 | 4332.4335 | 2936.13 | 681.2771 | 556.8814
2024-05-01 04:00 | 935.0704 | 2411.6594 | 3035.5811 | 5956.3393 | 2247.3341 | 4615.5085 | 2992.0001 | 682.1026 | 583.2039
2024-05-01 05:00 | 1029.4625 | 2511.4536 | 3191.4451 | 6537.5385 | 2429.5703 | 4993.368 | 3108.833 | 721.9214 | 602.6681
2024-05-01 06:00 | 1132.868 | 2550.0476 | 3238.1095 | 6961.0942 | 2506.6982 | 5337.886 | 3107.3262 | 761.9104 | 640.4655
2024-05-01 07:00 | 1308.5975 | 2548.4078 | 3221.1602 | 7254.5562 | 2551.9899 | 5405.8506 | 3016.2498 | 798.9642 | 600.04
2024-05-01 08:00 | 1429.8315 | 2638.6341 | 3351.2137 | 7776.9487 | 2741.9146 | 5558.3546 | 3076.5146 | 831.8475 | 599.6008
2024-05-01 09:00 | 1441.493 | 2736.1046 | 3420.5718 | 8017.0617 | 2914.5511 | 5562.5544 | 3150.0336 | 833.0001 | 606.0987
2024-05-01 10:00 | 1447.6634 | 2691.898 | 3419.3557 | 7801.8794 | 3107.9716 | 5521.129 | 3099.6777 | 801.3463 | 626.2119
2024-05-01 11:00 | 1445.3463 | 2656.9532 | 3367.2607 | 7585.6656 | 3080.1119 | 5414.997 | 3080.6015 | 781.637 | 646.6403
2024-05-01 12:00 | 1416.5964 | 2646.9247 | 3322.1343 | 7421.7127 | 2916.1805 | 5365.84 | 3100.5357 | 757.8621 | 640.5611
2024-05-01 13:00 | 1410.8644 | 2670.9719 | 3346.312 | 7446.5545 | 2816.9222 | 5368.4787 | 3117.077 | 772.2806 | 507.1594
2024-05-01 14:00 | 1356.6095 | 2656.0254 | 3365.1675 | 7371.6512 | 2655.0873 | 5391.8972 | 3099.5655 | 735.78 | 622.9876
2024-05-01 15:00 | 1353.0092 | 2694.7699 | 3403.2247 | 7452.5302 | 2683.4455 | 5495.8859 | 3152.9371 | 738.7472 | 645.5565
2024-05-01 16:00 | 1399.3227 | 2731.1909 | 3429.7741 | 7528.4657 | 2825.897 | 5639.8489 | 3144.4064 | 752.6103 | 662.7342
2024-05-01 17:00 | 1468.765 | 2880.1425 | 3444.0606 | 7875.889 | 2915.3623 | 5780.0287 | 3169.4433 | 812.4678 | 706.0296
2024-05-01 18:00 | 1590.8862 | 3127.7126 | 3659.8772 | 8687.4717 | 3205.8332 | 6046.382 | 3328.4539 | 933.8438 | 759.9341
2024-05-01 19:00 | 1459.1022 | 3049.0958 | 3711.7534 | 8736.2492 | 3246.8134 | 5819.0351 | 3389.8121 | 926.8617 | 826.5783
2024-05-01 20:00 | 1297.6354 | 2862.6782 | 3559.6996 | 8236.7845 | 2989.5775 | 5320.3307 | 3331.8596 | 849.0081 | 773.242
2024-05-01 21:00 | 1135.9572 | 2631.112 | 3275.2233 | 7507.9171 | 2730.4932 | 4853.9236 | 3247.3281 | 767.6224 | 717.7539
2024-05-01 22:00 | 1030.1517 | 2468.4972 | 3132.5043 | 6713.0292 | 2508.9208 | 4573.1245 | 3117.0611 | 703.6174 | 672.6514
2024-05-01 23:00 | 992.3679 | 2403.4146 | 2998.974 | 6174.4594 | 2334.9738 | 4304.5042 | 3061.4211 | 665.7616 | 637.1851
2024-05-02 | 984.7355 | 2376.7632 | 2939.9111 | 5869.6422 | 2179.8971 | 4296.9396 | 3133.5222 | 676.5177 | 628.0488
2024-05-02 01:00 | 936.6173 | 2365.0661 | 2987.5111 | 5681.6129 | 2139.4058 | 4324.9297 | 3138.4916 | 673.7495 | 645.1316
2024-05-02 02:00 | 925.0306 | 2355.6395 | 2931.6336 | 5622.8504 | 2081.9 | 4373.342 | 3143.0524 | 681.1279 | 659.0544
2024-05-02 03:00 | 978.9753 | 2364.3123 | 3009.5389 | 5605.2983 | 2095.3536 | 4424.6994 | 3139.9601 | 687.0144 | 641.1648
2024-05-02 04:00 | 1080.9839 | 2446.6642 | 3185.1631 | 5939.2056 | 2258.3416 | 4616.1474 | 3210.7645 | 702.7914 | 691.2315
2024-05-02 05:00 | 1211.0913 | 2695.1599 | 3471.5991 | 6695.8054 | 2514.9915 | 5202.1157 | 3425.5749 | 781.8958 | 754.1365
2024-05-02 06:00 | 1378.8376 | 2848.1136 | 3671.5092 | 7470.1427 | 2741.0254 | 5792.1956 | 3614.6076 | 847.6351 | 781.599
2024-05-02 07:00 | 1494.6304 | 2837.328 | 3720.2163 | 8010.3319 | 2867.6506 | 5967.3579 | 3463.7224 | 877.0029 | 753.2817
2024-05-02 08:00 | 1554.6663 | 2898.7028 | 3725.9828 | 8719.1913 | 3024.3109 | 6112.0897 | 3489.5604 | 897.0877 | 719.5317
2024-05-02 09:00 | 1548.7913 | 2905.6826 | 3708.7625 | 9027.5896 | 3224.1932 | 6104.7833 | 3491.9927 | 896.902 | 758.8083
2024-05-02 10:00 | 1519.8352 | 2911.067 | 3691.3487 | 8994.2765 | 3166.3394 | 6060.6537 | 3536.4169 | 874.8696 | 700.9965
2024-05-02 11:00 | 1559.0201 | 2867.0504 | 3692.2163 | 8722.0687 | 3197.5976 | 6054.032 | 3553.8975 | 852.4256 | 674.4444
2024-05-02 12:00 | 1522.0816 | 2851.371 | 3718.4929 | 8447.7728 | 3101.8102 | 5988.6797 | 3550.4928 | 843.9983 | 668.9384
2024-05-02 13:00 | 1446.0833 | 2846.0453 | 3707.9663 | 8229.9072 | 3055.8686 | 5905.5184 | 3577.73 | 849.7844 | 593.7793
2024-05-02 14:00 | 1404.2351 | 2835.5939 | 3701.896 | 8161.3721 | 3084.1229 | 5894.1186 | 3567.0223 | 831.0087 | 613.8227
2024-05-02 15:00 | 1421.3902 | 2941.6013 | 3756.933 | 8509.9335 | 3130.9397 | 6190.8764 | 3574.9224 | 876.0336 | 626.5662
2024-05-02 16:00 | 1506.8453 | 3032.5904 | 3795.072 | 8820.4562 | 3176.1792 | 6359.393 | 3561.6608 | 890.1127 | 693.979
2024-05-02 17:00 | 1688.1536 | 3102.0619 | 3813.0078 | 9156.4194 | 3306.5512 | 6398.5559 | 3491.9577 | 949.9323 | 755.5772
2024-05-02 18:00 | 1859.0445 | 3296.8425 | 3862.7972 | 9791.9911 | 3475.1116 | 6522.5177 | 3602.2442 | 1038.1656 | 860.4527
2024-05-02 19:00 | 1696.1932 | 3220.2607 | 3816.2739 | 9627.4892 | 3477.9069 | 6230.0931 | 3641.8782 | 1021.7334 | 900.0713
2024-05-02 20:00 | 1487.2256 | 2957.3262 | 3656.514 | 8789.8819 | 3148.348 | 5678.1559 | 3530.1221 | 920.2448 | 829.1755
2024-05-02 21:00 | 1306.0688 | 2692.8974 | 3433.3574 | 7805.8974 | 2792.2749 | 5141.9366 | 3417.5909 | 815.5189 | 716.7235
2024-05-02 22:00 | 1174.1419 | 2583.2467 | 3324.5496 | 6851.4224 | 2650.2579 | 4851.8556 | 3425.0439 | 786.9439 | 694.6734
2024-05-02 23:00 | 1165.869 | 2458.5752 | 3220.1924 | 6038.4461 | 2429.0368 | 4678.4142 | 3324.4281 | 730.8135 | 638.8858
2024-05-03 | 1028.6151 | 2428.5535 | 3192.5624 | 5791.9376 | 2375.228 | 4555.8463 | 3373.9049 | 699.7526 | 669.7396
2024-05-03 01:00 | 939.4558 | 2460.8738 | 3146.4756 | 5684.1066 | 2288.5199 | 4564.2244 | 3384.4952 | 691.7078 | 635.0323
2024-05-03 02:00 | 934.9764 | 2407.9498 | 3009.3798 | 5693.8223 | 2263.7524 | 4512.6463 | 3361.2286 | 689.7039 | 631.5506
2024-05-03 03:00 | 929.0882 | 2423.6852 | 3020.7797 | 5934.1307 | 2150.8664 | 4557.3298 | 3311.4974 | 698.9838 | 622.6945
2024-05-03 04:00 | 1025.5821 | 2564.2756 | 3063.5131 | 6472.3066 | 2263.3552 | 4845.7823 | 3279.0904 | 731.2749 | 631.2664
2024-05-03 05:00 | 1291.793 | 2726.2549 | 3163.0845 | 7423.438 | 2495.4081 | 5327.5691 | 3296.2556 | 842.2661 | 669.2926
2024-05-03 06:00 | 1599.8748 | 2778.2685 | 3326.1409 | 8450.1416 | 2807.8387 | 5766.2284 | 3368.3554 | 925.2214 | 766.2701
2024-05-03 07:00 | 1596.5734 | 2622.6297 | 3382.7287 | 8825.1476 | 2979.0462 | 5842.9354 | 3362.2786 | 908.1486 | 721.6426
2024-05-03 08:00 | 1641.5614 | 2626.8173 | 3467.3953 | 9044.7385 | 3179.9047 | 5959.437 | 3409.0866 | 933.7564 | 698.2543
2024-05-03 09:00 | 1613.6898 | 2625.715 | 3509.4548 | 9010.9007 | 3349.3735 | 5971.7163 | 3391.278 | 917.4989 | 626.3528
2024-05-03 10:00 | 1628.662 | 2564.0554 | 3563.9547 | 8922.5887 | 3227.7534 | 5825.7571 | 3420.9875 | 898.5062 | 667.6923
2024-05-03 11:00 | 1659.5628 | 2568.4416 | 3572.324 | 8754.9028 | 3116.3578 | 5804.1306 | 3425.0872 | 883.0792 | 665.1192
2024-05-03 12:00 | 1652.6798 | 2579.7548 | 3417.8037 | 8542.4751 | 3123.3044 | 5723.7564 | 3379.8882 | 850.8652 | 627.7648
2024-05-03 13:00 | 1592.7407 | 2531.5063 | 3405.8438 | 8482.6567 | 3187.1472 | 5673.1494 | 3337.042 | 820.5563 | 672.5296
2024-05-03 14:00 | 1579.8619 | 2547.8056 | 3368.3323 | 8434.3929 | 3149.1447 | 5710.2345 | 3261.7562 | 805.9839 | 697.5906
2024-05-03 15:00 | 1615.9691 | 2651.3762 | 3446.806 | 8686.0505 | 3262.4187 | 5904.5624 | 3334.5145 | 829.7773 | 636.8795
2024-05-03 16:00 | 1665.6427 | 2759.9651 | 3535.9978 | 8974.6779 | 3343.1454 | 6057.7686 | 3360.3483 | 872.099 | 641.4451
2024-05-03 17:00 | 1767.1946 | 2913.337 | 3627.6211 | 9168.5027 | 3321.8273 | 6149.3182 | 3371.5645 | 909.4153 | 708.2423
2024-05-03 18:00 | 1917.5462 | 3094.622 | 3886.7176 | 9863.8322 | 3500.6444 | 6309.1947 | 3439.9215 | 999.6102 | 830.0444
2024-05-03 19:00 | 1777.6352 | 3048.2044 | 3882.458 | 9724.0012 | 3528.8559 | 6054.401 | 3410.4802 | 975.3833 | 846.5351
2024-05-03 20:00 | 1610.1963 | 2826.2613 | 3718.5904 | 9239.6809 | 3120.6848 | 5597.5755 | 3359.6229 | 903.5093 | 799.3391
2024-05-03 21:00 | 1379.9363 | 2635.9073 | 3578.8201 | 8251.7058 | 2768.5447 | 5225.2222 | 3348.0904 | 835.4363 | 765.5219
2024-05-03 22:00 | 1214.6722 | 2520.009 | 3423.5407 | 7141.8751 | 2416.8039 | 4922.9351 | 3343.2614 | 788.8192 | 705.7716
2024-05-03 23:00 | 1089.9418 | 2408.9096 | 3275.2845 | 6479.3155 | 2299.7071 | 4770.4318 | 3259.319 | 723.3085 | 664.3735
2024-05-04 | 1056.069 | 2351.4581 | 3170.5602 | 6201.9139 | 2224.6279 | 4665.8229 | 3245.5675 | 702.8556 | 649.1443
2024-05-04 01:00 | 1038.5559 | 2280.4514 | 3141.34 | 6129.1588 | 2170.7097 | 4595.1521 | 3311.309 | 691.318 | 657.8001
2024-05-04 02:00 | 1034.2354 | 2258.6003 | 3076.5331 | 6184.7639 | 2173.1637 | 4566.3478 | 3281.2734 | 690.5043 | 614.9217
2024-05-04 03:00 | 1041.5352 | 2276.3992 | 3067.4583 | 6314.9776 | 2244.7143 | 4618.9293 | 3204.4498 | 684.4968 | 608.636
2024-05-04 04:00 | 1127.8704 | 2381.2065 | 3164.4437 | 6937.8294 | 2319.9084 | 4898.4102 | 3182.2063 | 715.7565 | 605.6181
2024-05-04 05:00 | 1363.4292 | 2553.2672 | 3360.9444 | 7844.2998 | 2567.5489 | 5479.4716 | 3203.3575 | 834.0282 | 647.8645
2024-05-04 06:00 | 1643.817 | 2624.4354 | 3459.1219 | 8841.1937 | 2936.8386 | 5880.2279 | 3308.0241 | 943.1454 | 740.2462
2024-05-04 07:00 | 1640.4362 | 2554.3424 | 3485.8904 | 9192.7799 | 3163.9927 | 5888.5785 | 3346.0245 | 919.8179 | 686.4182
2024-05-04 08:00 | 1661.2008 | 2549.9599 | 3553.7041 | 9439.257 | 3328.2902 | 6074.763 | 3417.3956 | 913.8102 | 646.6794
2024-05-04 09:00 | 1660.948 | 2565.1501 | 3597.8372 | 9275.1777 | 3385.5192 | 6116.6285 | 3492.5853 | 896.8889 | 659.3636
2024-05-04 10:00 | 1677.3295 | 2561.1974 | 3541.6673 | 9180.8943 | 3400.4628 | 6015.1679 | 3558.4199 | 890.8741 | 600.4681
2024-05-04 11:00 | 1629.6174 | 2536.3869 | 3554.2548 | 8981.7444 | 3319.2416 | 5999.0838 | 3541.9525 | 856.9194 | 597.724
2024-05-04 12:00 | 1626.8348 | 2529.8593 | 3573.0024 | 8773.4284 | 3242.3561 | 5895.9818 | 3430.6791 | 826.2304 | 643.6634
2024-05-04 13:00 | 1645.7608 | 2530.6198 | 3511.3298 | 8698.9766 | 3229.4368 | 5918.7725 | 3410.1491 | 819.6855 | 620.0327
2024-05-04 14:00 | 1636.4412 | 2525.7545 | 3510.0067 | 8680.0908 | 3109.6798 | 5904.1893 | 3413.9399 | 815.6017 | 631.3845
2024-05-04 15:00 | 1707.0896 | 2616.4668 | 3504.4255 | 8880.003 | 3086.5197 | 6086.4526 | 3445.5947 | 827.7624 | 715.1284
2024-05-04 16:00 | 1811.1315 | 2706.9492 | 3566.1561 | 9076.4651 | 3359.2206 | 6167.2996 | 3455.6588 | 855.001 | 645.4271
2024-05-04 17:00 | 1911.1391 | 2843.7079 | 3668.5482 | 9407.2867 | 3329.4103 | 6251.166 | 3378.3833 | 903.8567 | 720.6352
2024-05-04 18:00 | 1901.7408 | 3084.0766 | 3922.5299 | 10183.372 | 3578.7852 | 6460.9447 | 3490.7891 | 1004.0841 | 841.5057
2024-05-04 19:00 | 1724.3643 | 3034.0067 | 3928.5367 | 10138.016 | 3535.0354 | 6267.2797 | 3508.3854 | 980.6526 | 851.7994
2024-05-04 20:00 | 1563.1443 | 2759.8157 | 3768.2601 | 9486.0065 | 3218.2173 | 5827.3898 | 3412.3864 | 882.5101 | 796.0562
2024-05-04 21:00 | 1361.5246 | 2552.3951 | 3587.5705 | 8613.3785 | 2878.1456 | 5344.3474 | 3463.0821 | 795.4716 | 739.2714
2024-05-04 22:00 | 1217.1581 | 2419.3928 | 3389.9907 | 7593.5798 | 2625.0504 | 5023.5792 | 3444.478 | 715.8229 | 658.7518
2024-05-04 23:00 | 1135.7212 | 2323.7223 | 3238.8003 | 6819.3473 | 2367.5516 | 4859.4615 | 3318.7671 | 669.4052 | 630.3651
2024-05-05 | 1065.3665 | 2223.5561 | 3199.4835 | 6405.3611 | 2234.5142 | 4769.1967 | 3329.3367 | 657.3101 | 627.5057
2024-05-05 01:00 | 1067.5656 | 2277.8009 | 3209.9779 | 6223.3352 | 2274.4936 | 4776.7295 | 3290.6201 | 660.0031 | 642.1784
2024-05-05 02:00 | 1077.452 | 2235.4008 | 3103.7075 | 6246.2884 | 2241.9628 | 4752.8068 | 3297.1125 | 662.928 | 647.1246
2024-05-05 03:00 | 1029.1609 | 2211.7031 | 3096.5433 | 6479.4769 | 2194.5716 | 4786.842 | 3248.5403 | 656.0236 | 603.3904
2024-05-05 04:00 | 1094.4629 | 2290.5394 | 3113.5377 | 7022.9261 | 2290.8528 | 4987.9471 | 3167.5642 | 701.0022 | 612.3953
2024-05-05 05:00 | 1337.9618 | 2525.4196 | 3334.8245 | 7957.253 | 2611.5601 | 5553.6303 | 3201.05 | 837.467 | 664.7236
2024-05-05 06:00 | 1637.4512 | 2578.9859 | 3382.312 | 8904.9201 | 3003.824 | 5987.7088 | 3310.895 | 930.4985 | 743.212
2024-05-05 07:00 | 1650.0782 | 2479.7532 | 3329.2467 | 9177.0561 | 3245.575 | 6064.7743 | 3412.8779 | 900.6117 | 709.8435
2024-05-05 08:00 | 1698.4536 | 2486.8669 | 3408.9481 | 9289.4583 | 3337.216 | 6255.3255 | 3483.587 | 902.8524 | 713.4107
2024-05-05 09:00 | 1704.5491 | 2454.6115 | 3457.638 | 9235.7278 | 3467.5381 | 6191.8257 | 3514.484 | 878.2527 | 676.9288
2024-05-05 10:00 | 1671.9467 | 2479.2685 | 3465.8301 | 9074.6328 | 3421.1437 | 6095.2398 | 3422.3475 | 868.5136 | 708.0071
2024-05-05 11:00 | 1611.5963 | 2486.5708 | 3514.3267 | 8933.9458 | 3428.0059 | 6086.266 | 3396.3198 | 869.426 | 673.358
2024-05-05 12:00 | 1579.2725 | 2403.6798 | 3434.029 | 8676.8263 | 3447.5543 | 5927.4276 | 3381.928 | 863.4604 | 713.4101
2024-05-05 13:00 | 1546.0065 | 2427.084 | 3441.7341 | 8649.3661 | 3407.5128 | 5984.1711 | 3375.2198 | 868.5954 | 707.9652
2024-05-05 14:00 | 1555.9524 | 2428.3486 | 3458.2404 | 8624.28 | 3319.3482 | 5960.3806 | 3359.2803 | 845.8608 | 713.4709
2024-05-05 15:00 | 1593.0851 | 2484.4183 | 3493.7463 | 8809.4805 | 3362.5838 | 6075.2437 | 3393.1651 | 857.4168 | 658.1894
2024-05-05 16:00 | 1681.3982 | 2615.3957 | 3512.6763 | 9154.4655 | 3496.3398 | 6195.976 | 3379.9204 | 898.1409 | 666.343
2024-05-05 17:00 | 1781.7016 | 2730.3708 | 3594.2293 | 9435.4271 | 3456.6258 | 6282.2215 | 3393.9631 | 938.3207 | 800.2728
2024-05-05 18:00 | 1871.6334 | 2902.0581 | 3908.3023 | 10139.873 | 3738.9966 | 6469.4073 | 3448.8322 | 1028.205 | 880.8843
2024-05-05 19:00 | 1682.9828 | 2843.6278 | 3818.2572 | 9970.0703 | 3731.7116 | 6207.6725 | 3483.8223 | 1000.7841 | 887.32
2024-05-05 20:00 | 1502.5099 | 2639.9097 | 3713.5818 | 9378.6047 | 3362.7784 | 5717.8103 | 3450.8069 | 908.4713 | 796.4358
2024-05-05 21:00 | 1288.6127 | 2444.8099 | 3571.2863 | 8399.701 | 3032.1468 | 5373.555 | 3459.6272 | 824.26 | 747.6793
2024-05-05 22:00 | 1110.7074 | 2333.3912 | 3358.1918 | 7315.7051 | 2751.1911 | 4998.2637 | 3420.9667 | 774.3708 | 671.9773
2024-05-05 23:00 | 1023.6332 | 2248.255 | 3259.3831 | 6489.006 | 2483.7831 | 4756.8096 | 3287.3193 | 711.6143 | 625.3608
2024-05-06 | 999.3721 | 2276.5785 | 3166.3518 | 6151.8257 | 2414.0051 | 4618.0583 | 3276.6034 | 682.6995 | 591.5572
2024-05-06 01:00 | 1026.0518 | 2249.7487 | 3127.6996 | 6007.5402 | 2374.8885 | 4583.8396 | 3262.9459 | 669.2344 | 629.3046
2024-05-06 02:00 | 1042.7084 | 2237.7014 | 3146.4565 | 6058.2701 | 2313.311 | 4598.8114 | 3228.9739 | 667.9082 | 592.3042
2024-05-06 03:00 | 1048.6944 | 2233.5544 | 3072.0904 | 6284.4168 | 2338.4525 | 4668.963 | 3168.4226 | 673.4139 | 593.7619
2024-05-06 04:00 | 1153.6697 | 2378.3988 | 3172.2696 | 6912.2721 | 2424.1086 | 4920.2542 | 3187.1458 | 713.7157 | 607.0181
2024-05-06 05:00 | 1395.3129 | 2576.5464 | 3352.7553 | 7893.3306 | 2749.5908 | 5427.0903 | 3250.4963 | 839.5719 | 667.7983
2024-05-06 06:00 | 1672.1393 | 2607.1199 | 3410.0859 | 8840.8017 | 3135.6572 | 5910.8067 | 3325.3797 | 926.0913 | 720.4591
2024-05-06 07:00 | 1706.4876 | 2483.745 | 3505.2411 | 9119.7346 | 3369.7953 | 5999.3205 | 3424.8501 | 918.0516 | 696.5776
2024-05-06 08:00 | 1746.0649 | 2584.8223 | 3552.9645 | 9291.4243 | 3539.7884 | 6187.141 | 3555.1544 | 918.1346 | 705.7787
2024-05-06 09:00 | 1720.6068 | 2633.9171 | 3587.3529 | 9266.5099 | 3613.3187 | 6193.3614 | 3647.814 | 905.8385 | 753.4527
2024-05-06 10:00 | 1708.345 | 2617.425 | 3593.7465 | 9222.7821 | 3610.1679 | 6136.5125 | 3675.4493 | 902.433 | 715.0317
2024-05-06 11:00 | 1699.0038 | 2559.4059 | 3548.1589 | 9054.5375 | 3550.9549 | 6122.8197 | 3643.2031 | 883.7548 | 675.4199
2024-05-06 12:00 | 1609.4154 | 2567.967 | 3578.6194 | 8816.1541 | 3480.6709 | 6056.1323 | 3579.0121 | 871.1575 | 731.9829
2024-05-06 13:00 | 1564.963 | 2561.8969 | 3613.9376 | 8570.4512 | 3418.0967 | 5950.8029 | 3547.0916 | 848.5951 | 712.5558
2024-05-06 14:00 | 1522.4436 | 2577.1357 | 3643.0279 | 8346.9344 | 3361.4493 | 5981.3812 | 3443.2515 | 838.6332 | 721.504
2024-05-06 15:00 | 1534.5157 | 2702.7495 | 3695.8655 | 8529.1133 | 3327.5889 | 6084.1182 | 3464.8086 | 874.5729 | 653.7662
2024-05-06 16:00 | 1507.5017 | 2800.5534 | 3645.808 | 8775.9682 | 3390.8849 | 6182.7263 | 3458.06 | 894.9651 | 667.9386
2024-05-06 17:00 | 1657.0474 | 2940.6598 | 3782.9719 | 9007.0296 | 3358.037 | 6235.9403 | 3434.4094 | 930.2756 | 753.5354
2024-05-06 18:00 | 1793.2304 | 3200.6257 | 4022.7587 | 9662.3317 | 3541.8104 | 6411.6575 | 3479.7184 | 1012.5193 | 839.2313
2024-05-06 19:00 | 1634.7056 | 3121.4684 | 4020.5771 | 9594.6964 | 3480.9903 | 6132.361 | 3397.3769 | 1003.1556 | 844.0224
2024-05-06 20:00 | 1525.7418 | 2859.0453 | 3830.9559 | 8931.6237 | 3215.4527 | 5659.7101 | 3371.4805 | 907.5801 | 769.8984
2024-05-06 21:00 | 1352.8663 | 2636.2071 | 3593.9872 | 8133.9623 | 2842.5386 | 5236.0797 | 3350.0889 | 832.9605 | 704.4487
2024-05-06 22:00 | 1205.9806 | 2447.8673 | 3384.7024 | 7123.0724 | 2637.5567 | 4895.7234 | 3243.0677 | 775.1728 | 626.8954
2024-05-06 23:00 | 1078.4289 | 2374.6539 | 3224.8137 | 6399.2306 | 2432.5998 | 4695.7045 | 3215.3025 | 718.7208 | 623.3411
2024-05-07 | 943.4999 | 2357.8586 | 3105.6982 | 6105.297 | 2295.4451 | 4590.1798 | 3167.3863 | 690.2066 | 604.7747
2024-05-07 01:00 | 920.8772 | 2325.9055 | 3004.9829 | 6042.3572 | 2190.5099 | 4568.3876 | 3183.0422 | 675.4667 | 604.8148
2024-05-07 02:00 | 856.1772 | 2301.8211 | 2988.9746 | 5999.0213 | 2173.8668 | 4523.672 | 3154.082 | 680.9933 | 639.179
2024-05-07 03:00 | 893.533 | 2324.1601 | 3010.6985 | 6118.31 | 2172.0343 | 4622.4337 | 3178.7698 | 678.733 | 627.0845
2024-05-07 04:00 | 949.5781 | 2419.8467 | 3156.3468 | 6490.8059 | 2291.8829 | 4813.4597 | 3240.8195 | 695.1683 | 661.3183
2024-05-07 05:00 | 1080.8574 | 2593.7112 | 3348.2661 | 7178.3628 | 2490.8458 | 5243.1252 | 3376.4003 | 763.9598 | 610.4607
2024-05-07 06:00 | 1251.5352 | 2633.5624 | 3332.0901 | 7655.4166 | 2695.2203 | 5415.0045 | 3400.8511 | 811.6543 | 630.2538
2024-05-07 07:00 | 1362.2256 | 2527.9126 | 3272.3937 | 7947.9018 | 2827.2602 | 5396.8962 | 3284.6615 | 815.7064 | 652.7595
2024-05-07 08:00 | 1467.043 | 2630.4855 | 3427.9651 | 8564.9347 | 3068.7113 | 5721.6841 | 3419.3554 | 847.0623 | 695.9879
2024-05-07 09:00 | 1481.3995 | 2686.6438 | 3525.9181 | 8871.465 | 3205.4009 | 5831.4741 | 3610.132 | 849.3949 | 743.8807
2024-05-07 10:00 | 1416.0505 | 2726.7796 | 3603.378 | 8836.5099 | 3153.164 | 5775.7392 | 3624.8675 | 834.6171 | 722.8546
2024-05-07 11:00 | 1397.8013 | 2724.6553 | 3614.6259 | 8630.2624 | 3118.8627 | 5752.1539 | 3630.3916 | 827.4674 | 651.7218
2024-05-07 12:00 | 1365.1977 | 2701.796 | 3626.6188 | 8500.302 | 3040.7876 | 5702.0019 | 3580.5488 | 806.2512 | 632.0865
2024-05-07 13:00 | 1353.7291 | 2720.6375 | 3640.3561 | 8403.4159 | 2962.776 | 5697.4383 | 3533.1248 | 816.6067 | 643.577
2024-05-07 14:00 | 1321.2829 | 2716.4681 | 3629.7018 | 8220.791 | 2858.9408 | 5661.4571 | 3521.7648 | 818.8725 | 627.3644
2024-05-07 15:00 | 1332.3629 | 2778.6445 | 3623.0071 | 8337.8319 | 2929.1552 | 5759.7088 | 3516.7866 | 811.8666 | 710.3823
2024-05-07 16:00 | 1396.4818 | 2797.8516 | 3621.1869 | 8419.1843 | 3023.7939 | 5790.5871 | 3520.1029 | 829.6192 | 707.176
2024-05-07 17:00 | 1581.8901 | 2901.1633 | 3690.1652 | 8602.773 | 3064.9603 | 6064.7428 | 3450.7223 | 880.5251 | 681.1958
2024-05-07 18:00 | 1647.4904 | 3119.808 | 3793.6533 | 9318.0185 | 3385.3149 | 6329.592 | 3520.0911 | 962.4785 | 767.9718
2024-05-07 19:00 | 1455.8882 | 3045.0681 | 3878.1217 | 9301.8144 | 3386.9655 | 5992.9202 | 3489.2996 | 954.5389 | 791.917
2024-05-07 20:00 | 1309.2318 | 2806.347 | 3654.9596 | 8679.0245 | 3089.5132 | 5581.5214 | 3370.3996 | 863.2018 | 720.8165
2024-05-07 21:00 | 1146.7674 | 2609.2761 | 3455.9433 | 7980.6159 | 2845.8646 | 5268.6047 | 3302.2109 | 784.582 | 658.4285
2024-05-07 22:00 | 1022.0419 | 2493.7334 | 3284.8091 | 7088.1985 | 2580.398 | 4842.0814 | 3231.4295 | 717.1641 | 616.0488
2024-05-07 23:00 | 944.795 | 2383.9452 | 3105.8336 | 6347.1484 | 2373.4708 | 4623.7464 | 3125.254 | 682.9688 | 570.8684
2024-05-08 | 889.6847 | 2308.5467 | 2976.967 | 6017.9885 | 2182.4218 | 4471.8302 | 3071.6406 | 652.6101 | 584.2339
2024-05-08 01:00 | 854.5502 | 2286.3911 | 3006.9088 | 5871.876 | 2162.5568 | 4434.2356 | 2998.1254 | 631.0222 | 571.0519
2024-05-08 02:00 | 832.031 | 2259.3571 | 2934.5134 | 5760.7652 | 2155.4822 | 4380.3587 | 2941.3925 | 632.3643 | 555.573
2024-05-08 03:00 | 848.6434 | 2276.4882 | 2869.057 | 5816.2198 | 2152.7083 | 4483.047 | 2949.9424 | 645.8474 | 551.0607
2024-05-08 04:00 | 892.722 | 2361.7395 | 3023.2633 | 6203.9522 | 2282.6508 | 4688.6767 | 3063.1603 | 657.151 | 578.9797
2024-05-08 05:00 | 997.5446 | 2525.0719 | 3122.9067 | 6802.5174 | 2488.2164 | 5021.7768 | 3241.3993 | 707.7478 | 620.502
2024-05-08 06:00 | 1119.0895 | 2541.8619 | 3268.6926 | 7261.0864 | 2579.7572 | 5170.5543 | 3171.2846 | 742.3964 | 634.4636
2024-05-08 07:00 | 1259.1236 | 2477.7792 | 3237.0703 | 7516.1616 | 2675.5967 | 5249.2805 | 2952.3888 | 773.5838 | 602.4793
2024-05-08 08:00 | 1407.7618 | 2546.4264 | 3385.456 | 8129.5428 | 2918.144 | 5514.0274 | 3021.6151 | 812.229 | 609.1181
2024-05-08 09:00 | 1415.9428 | 2561.8907 | 3467.9394 | 8350.5742 | 3135.2111 | 5610.7714 | 3150.1576 | 817.1438 | 689.0442
2024-05-08 10:00 | 1342.1282 | 2552.3239 | 3501.9927 | 8168.616 | 3168.078 | 5594.726 | 3062.8297 | 797.7304 | 693.1762
2024-05-08 11:00 | 1304.446 | 2508.5553 | 3437.5858 | 8030.7684 | 3148.2719 | 5516.7344 | 3047.926 | 794.5146 | 665.1945
2024-05-08 12:00 | 1284.4628 | 2488.5646 | 3395.7745 | 7856.1785 | 3108.2658 | 5462.0066 | 3045.064 | 797.3143 | 681.1429
2024-05-08 13:00 | 1283.9435 | 2517.596 | 3408.5398 | 7830.0371 | 2972.3332 | 5494.3269 | 3117.0978 | 780.5263 | 663.7126
2024-05-08 14:00 | 1257.072 | 2500.6315 | 3400.7071 | 7713.4847 | 2760.7594 | 5471.2237 | 3114.53 | 781.0468 | 648.3971
2024-05-08 15:00 | 1328.9061 | 2549.8608 | 3420.9991 | 7769.642 | 2780.0073 | 5701.0487 | 3169.8317 | 762.4024 | 673.4097
2024-05-08 16:00 | 1435.565 | 2571.5973 | 3470.4585 | 7994.5116 | 2837.3479 | 5894.0476 | 3150.9105 | 790.7011 | 587.2512
2024-05-08 17:00 | 1652.1849 | 2728.1905 | 3524.4705 | 8341.0127 | 2917.3807 | 5936.0064 | 3129.9956 | 848.5157 | 656.7568
2024-05-08 18:00 | 1787.7534 | 3014.9246 | 3703.9149 | 9155.7872 | 3217.2652 | 6064.6243 | 3316.0959 | 947.6196 | 782.4782
2024-05-08 19:00 | 1679.9745 | 2930.484 | 3700.6443 | 9125.5869 | 3222.2528 | 5818.4399 | 3350.8998 | 940.894 | 804.3269
2024-05-08 20:00 | 1503.6175 | 2734.7776 | 3613.3753 | 8553.8569 | 2927.9318 | 5398.1715 | 3354.342 | 874.1431 | 729.8055
2024-05-08 21:00 | 1322.9927 | 2535.1058 | 3344.9153 | 7656.9147 | 2608.0759 | 5014.2224 | 3380.7156 | 800.606 | 658.1677
2024-05-08 22:00 | 1164.0702 | 2456.5369 | 3229.7367 | 6616.244 | 2269.6931 | 4721.0626 | 3270.8888 | 732.375 | 608.515
2024-05-08 23:00 | 1072.2859 | 2367.6103 | 3154.5806 | 6003.4859 | 2007.4489 | 4459.9269 | 3142.5268 | 687.7142 | 571.1931
2024-05-09 | 1009.9165 | 2286.093 | 3139.8614 | 5691.3069 | 1933.2477 | 4342.4034 | 3124.5373 | 667.2866 | 543.9105
2024-05-09 01:00 | 956.6646 | 2309.8962 | 3149.8155 | 5622.9546 | 1905.5441 | 4317.1022 | 3085.5383 | 656.472 | 550.8511
2024-05-09 02:00 | 932.3258 | 2278.9817 | 3119.6046 | 5576.9393 | 1855.623 | 4307.5985 | 3084.5313 | 653.1401 | 537.6593
2024-05-09 03:00 | 901.4514 | 2253.9044 | 3008.5108 | 5782.1795 | 1945.8332 | 4432.9552 | 3021.4951 | 656.9173 | 544.3634
2024-05-09 04:00 | 945.0763 | 2382.7948 | 3124.6975 | 6332.8124 | 2046.6922 | 4745.3257 | 3023.164 | 701.8278 | 555.4092
2024-05-09 05:00 | 1184.5745 | 2591.2783 | 3230.6213 | 7320.7128 | 2507.845 | 5292.6572 | 3112.6455 | 832.1112 | 612.6992
2024-05-09 06:00 | 1497.01 | 2684.6983 | 3301.8694 | 8389.3458 | 2965.7975 | 5727.7208 | 3252.9836 | 931.914 | 665.4451
2024-05-09 07:00 | 1511.7991 | 2680.6694 | 3471.9509 | 8825.3909 | 3235.1839 | 5835.3095 | 3298.2984 | 909.8697 | 665.8926
2024-05-09 08:00 | 1546.1894 | 2722.922 | 3646.8278 | 9190.0992 | 3388.966 | 6050.0238 | 3444.733 | 907.0246 | 666.5204
2024-05-09 09:00 | 1573.9651 | 2740.5102 | 3623.7511 | 9400.9653 | 3397.0189 | 6070.3479 | 3519.78 | 907.6844 | 617.4974
2024-05-09 10:00 | 1597.6907 | 2680.4469 | 3568.8879 | 9417.3231 | 3336.081 | 5906.9327 | 3506.7153 | 897.1883 | 632.5448
2024-05-09 11:00 | 1609.0023 | 2657.3443 | 3592.5653 | 9277.1138 | 3294.6735 | 5859.2625 | 3443.1376 | 861.24 | 625.3836
2024-05-09 12:00 | 1685.9691 | 2666.6516 | 3541.9817 | 9078.9654 | 3206.8299 | 5776.6665 | 3374.6805 | 847.3845 | 635.7239
2024-05-09 13:00 | 1756.6527 | 2658.0213 | 3499.2138 | 9022.5086 | 3105.3663 | 5780.7397 | 3353.4424 | 855.1431 | 606.572
2024-05-09 14:00 | 1775.0862 | 2630.1865 | 3434.926 | 8936.252 | 3131.7421 | 5788.1348 | 3344.6406 | 865.6535 | 614.907
2024-05-09 15:00 | 1684.0773 | 2668.001 | 3612.4426 | 9089.0253 | 3210.8432 | 5932.0148 | 3355.481 | 863.4899 | 625.5132
2024-05-09 16:00 | 1651.2454 | 2788.3016 | 3634.1488 | 9315.1924 | 3299.8 | 6064.036 | 3343.7933 | 873.026 | 643.5249
2024-05-09 17:00 | 1844.7963 | 2892.7709 | 3776.3505 | 9451.1595 | 3359.7176 | 6070.7178 | 3352.7733 | 895.265 | 684.7254
2024-05-09 18:00 | 1904.4673 | 3176.5704 | 3979.4978 | 10078.47 | 3666.7423 | 6364.415 | 3377.8106 | 973.053 | 810.2123
2024-05-09 19:00 | 1699.8174 | 3102.2005 | 4013.449 | 10015.2887 | 3670.2892 | 6075.8232 | 3379.6112 | 961.7908 | 795.9065
2024-05-09 20:00 | 1483.682 | 2819.2926 | 3893.9278 | 9290.3344 | 3351.5208 | 5540.8033 | 3407.3949 | 892.8116 | 737.1887
2024-05-09 21:00 | 1431.5643 | 2634.614 | 3628.3054 | 8475.7181 | 3053.4975 | 4957.043 | 3432.9326 | 825.1677 | 678.9077
2024-05-09 22:00 | 1214.3129 | 2468.8568 | 3417.3786 | 7295.0098 | 2707.9914 | 4894.451 | 3306.9585 | 743.5787 | 630.7625
2024-05-09 23:00 | 1067.3724 | 2359.2272 | 3294.7268 | 6469.0637 | 2424.5238 | 4631.1767 | 3164.6974 | 684.4692 | 617.144
2024-05-10 | 1171.9261 | 2275.5891 | 3210.5226 | 6057.8217 | 2283.2046 | 4514.9914 | 3103.1428 | 664.3193 | 578.4872
2024-05-10 01:00 | 1077.3236 | 2226.6795 | 3195.835 | 5995.5247 | 2237.8213 | 4490.8731 | 3081.4278 | 650.6834 | 559.5986
2024-05-10 02:00 | 1085.4912 | 2220.9255 | 3203.7694 | 5967.6177 | 2160.6463 | 4479.7396 | 3001.3494 | 641.0932 | 529.2729
2024-05-10 03:00 | 1106.164 | 2222.711 | 3150.9618 | 6097.694 | 2150.8046 | 4578.1895 | 3011.7844 | 646.0952 | 522.7847
2024-05-10 04:00 | 1199.7339 | 2367.0547 | 3245.8982 | 6705.9546 | 2314.3778 | 4874.635 | 3015.9345 | 687.4279 | 540.6255
2024-05-10 05:00 | 1418.034 | 2563.2416 | 3352.914 | 7661.3144 | 2650.1514 | 5277.3911 | 3079.1509 | 811.9588 | 584.3117
2024-05-10 06:00 | 1677.4053 | 2636.7604 | 3389.2789 | 8614.8964 | 3166.4757 | 5725.5075 | 3211.7417 | 902.0942 | 677.4991
2024-05-10 07:00 | 1694.3374 | 2609.3797 | 3468.1889 | 9019.6383 | 3391.6614 | 5863.7914 | 3304.5691 | 883.6542 | 653.8019
2024-05-10 08:00 | 1669.1373 | 2630.063 | 3570.6555 | 9260.3336 | 3546.2766 | 6064.3308 | 3328.6036 | 906.9032 | 667.8074
2024-05-10 09:00 | 1686.6023 | 2632.1619 | 3576.4468 | 9268.8724 | 3521.7253 | 6044.2303 | 3321.4417 | 945.982 | 619.7537
2024-05-10 10:00 | 1606.995 | 2630.3246 | 3623.1537 | 9110.2007 | 3463.1159 | 5940.6325 | 3275.4382 | 966.1897 | 625.2119
2024-05-10 11:00 | 1498.4134 | 2582.9014 | 3650.333 | 8846.6791 | 3401.7318 | 5908.6681 | 3243.9047 | 930.0701 | 579.2842
2024-05-10 12:00 | 1463.2286 | 2532.1372 | 3648.8979 | 8521.5654 | 3300.4925 | 5839.1015 | 3269.6012 | 912.4518 | 597.9808
2024-05-10 13:00 | 1457.3675 | 2519.8367 | 3585.0147 | 8476.3916 | 3230.3073 | 5818.0299 | 3216.6485 | 898.9553 | 635.438
2024-05-10 14:00 | 1506.6533 | 2494.4463 | 3616.621 | 8479.4532 | 3166.3536 | 5747.7154 | 3184.5899 | 884.4985 | 636.1559
2024-05-10 15:00 | 1607.2245 | 2547.8891 | 3620.0197 | 8672.3353 | 3274.8933 | 5891.8927 | 3119.8341 | 888.829 | 569.5267
2024-05-10 16:00 | 1660.6605 | 2673.2881 | 3794.0841 | 8852.6462 | 3317.6678 | 5985.7967 | 3188.8354 | 894.2395 | 633.3352
2024-05-10 17:00 | 1803.097 | 2856.9751 | 3881.9255 | 9166.2312 | 3336.0272 | 6041.3755 | 3211.2086 | 929.372 | 669.2527
2024-05-10 18:00 | 1919.4344 | 3084.074 | 4054.1482 | 9982.602 | 3718.2091 | 6271.1386 | 3289.2706 | 1022.8379 | 814.3138
2024-05-10 19:00 | 1747.9061 | 2966.6138 | 4118.7645 | 9970.4066 | 3715.9439 | 6048.285 | 3244.5722 | 1002.5934 | 758.1095
2024-05-10 20:00 | 1575.1238 | 2685.4017 | 3994.2082 | 9373.3963 | 3350.1634 | 5560.5019 | 3205.9488 | 914.8211 | 678.5951
2024-05-10 21:00 | 1352.3227 | 2482.0026 | 3731.1086 | 8307.9552 | 2980.7602 | 5174.8568 | 3222.3423 | 821.4949 | 651.756
2024-05-10 22:00 | 1136.3974 | 2394.8555 | 3587.7046 | 7199.5681 | 2612.7189 | 4793.4881 | 3170.6247 | 774.4693 | 674.634
2024-05-10 23:00 | 1018.1139 | 2278.4015 | 3453.6006 | 6407.4215 | 2306.7821 | 4540.6162 | 3065.3598 | 709.102 | 605.8755
2024-05-11 | 897.1967 | 2247.3065 | 3395.1327 | 6016.6673 | 2234.3607 | 4426.96 | 3049.1587 | 676.1508 | 592.569
2024-05-11 01:00 | 881.9055 | 2244.5163 | 3317.7076 | 5962.7845 | 2223.7561 | 4387.7937 | 3072.2561 | 666.981 | 604.023
2024-05-11 02:00 | 894.8713 | 2205.4792 | 3300.6526 | 5880.7213 | 2195.9662 | 4412.8363 | 3028.7681 | 658.634 | 591.7436
2024-05-11 03:00 | 936.4685 | 2205.3605 | 3226.6138 | 6062.8109 | 2197.2354 | 4540.6773 | 3004.934 | 663.6198 | 566.6044
2024-05-11 04:00 | 1075.3302 | 2298.516 | 3381.0952 | 6602.4658 | 2323.1881 | 4820.8205 | 2999.4184 | 702.4672 | 545.4757
2024-05-11 05:00 | 1355.5963 | 2487.4135 | 3592.1635 | 7617.0496 | 2696.981 | 5280.3576 | 3109.2076 | 816.5913 | 594.2003
2024-05-11 06:00 | 1629.1063 | 2628.1214 | 3612.256 | 8523.9669 | 3082.8303 | 5673.9182 | 3252.8876 | 900.3769 | 656.0466
2024-05-11 07:00 | 1697.1325 | 2527.915 | 3592.9434 | 8901.9644 | 3316.6968 | 5782.5267 | 3251.4646 | 892.6295 | 649.064
2024-05-11 08:00 | 1761.8945 | 2552.4412 | 3742.1778 | 9086.0988 | 3430.7391 | 5899.5694 | 3329.2714 | 913.1698 | 634.3439
2024-05-11 09:00 | 1754.7285 | 2607.8309 | 3774.2708 | 8962.8683 | 3426.8078 | 5786.2485 | 3353.9746 | 891.3682 | 605.9469
2024-05-11 10:00 | 1718.5131 | 2598.3434 | 3806.5745 | 8769.1888 | 3346.3263 | 5633.5297 | 3388.5603 | 899.5123 | 584.8354
2024-05-11 11:00 | 1698.3406 | 2536.3076 | 3763.9406 | 8601.8508 | 3253.5362 | 5667.903 | 3357.8765 | 884.1732 | 484.6104
2024-05-11 12:00 | 1683.7256 | 2489.447 | 3702.079 | 8360.6343 | 3164.516 | 5630.6075 | 3301.8514 | 871.9702 | 586.8537
2024-05-11 13:00 | 1666.0059 | 2454.2096 | 3586.3891 | 8324.766 | 3145.1535 | 5606.2756 | 3309.1454 | 849.2711 | 491.7277
2024-05-11 14:00 | 1670.5419 | 2465.2115 | 3609.6982 | 8289.0174 | 3076.6895 | 5565.5102 | 3278.7354 | 833.2924 | 517.3925
2024-05-11 15:00 | 1710.4063 | 2545.2445 | 3663.4371 | 8509.0627 | 3162.5223 | 5694.7073 | 3270.5369 | 834.6484 | 590.3622
2024-05-11 16:00 | 1732.0545 | 2673.0673 | 3750.1018 | 8732.3508 | 3271.8318 | 5872.6174 | 3314.1255 | 887.0552 | 587.7879
2024-05-11 17:00 | 1804.8385 | 2862.1878 | 3860.1343 | 9182.6755 | 3450.3435 | 6064.3294 | 3294.9101 | 962.5742 | 550.1278
2024-05-11 18:00 | 1897.3829 | 3166.1878 | 4169.2011 | 10046.6205 | 3784.0615 | 6290.1627 | 3431.9766 | 1033.3593 | 665.0227
2024-05-11 19:00 | 1844.7694 | 3035.3524 | 4176.4664 | 9912.5692 | 3673.5296 | 5957.0193 | 3412.0766 | 997.3891 | 792.9681
2024-05-11 20:00 | 1659.4834 | 2768.2806 | 4036.1448 | 9233.051 | 3363.4774 | 5471.8213 | 3307.9921 | 901.5124 | 727.2738
2024-05-11 21:00 | 1436.4842 | 2577.1031 | 3915.0821 | 8413.9825 | 3017.4408 | 5184.7247 | 3368.8092 | 824.0896 | 704.7283
2024-05-11 22:00 | 1256.0268 | 2403.5105 | 3662.3576 | 7367.5433 | 2768.0173 | 4787.6034 | 3266.9316 | 775.0575 | 616.5038
2024-05-11 23:00 | 1166.0995 | 2311.6329 | 3509.7299 | 6548.338 | 2479.9544 | 4581.6516 | 3184.6189 | 711.3608 | 554.1786
2024-05-12 | 1135.9848 | 2284.4755 | 3413.7538 | 6184.4955 | 2377.7658 | 4440.1289 | 3164.5291 | 688.4391 | 558.1855
2024-05-12 01:00 | 1124.2681 | 2310.9557 | 3395.1915 | 6081.1641 | 2309.1463 | 4358.5272 | 3154.9577 | 671.422 | 538.5323
2024-05-12 02:00 | 1070.6924 | 2291.6311 | 3347.0805 | 6062.6703 | 2284.8881 | 4410.0995 | 3128.8061 | 680.5849 | 590.359
2024-05-12 03:00 | 1078.4201 | 2288.0658 | 3299.3024 | 6178.4265 | 2310.3146 | 4489.6268 | 3071.9684 | 691.2153 | 565.8624
2024-05-12 04:00 | 1222.3684 | 2434.0349 | 3345.4336 | 6720.7533 | 2451.0554 | 4840.8474 | 3105.5651 | 731.8351 | 560.9737
2024-05-12 05:00 | 1428.8618 | 2681.6561 | 3616.9109 | 7700.7794 | 2737.1015 | 5357.5213 | 3255.9224 | 871.118 | 626.3264
2024-05-12 06:00 | 1708.9254 | 2734.939 | 3718.5134 | 8674.4899 | 3097.7711 | 5840.4861 | 3354.7813 | 965.1833 | 695.1784
2024-05-12 07:00 | 1668.3782 | 2628.2647 | 3808.403 | 9103.9619 | 3355.5887 | 5916.9106 | 3375.4617 | 941.3928 | 693.8355
2024-05-12 08:00 | 1674.3793 | 2673.7947 | 3862.3757 | 9330.4154 | 3479.1293 | 6033.6588 | 3400.0012 | 959.5321 | 626.8597
2024-05-12 09:00 | 1611.8197 | 2727.559 | 3809.028 | 9382.2728 | 3559.061 | 6053.8839 | 3467.3821 | 939.8419 | 579.4688
2024-05-12 10:00 | 1501.4505 | 2645.7775 | 3851.9708 | 9266.96 | 3534.3866 | 6065.9083 | 3529.1578 | 932.6558 | 645.2834
2024-05-12 11:00 | 1495.7889 | 2645.2362 | 3756.7148 | 8971.0706 | 3495.0049 | 5990.5942 | 3478.04 | 922.8974 | 585.6651
2024-05-12 12:00 | 1508.0832 | 2601.4658 | 3764.4492 | 8595.7477 | 3328.586 | 5961.552 | 3431.5533 | 914.3029 | 585.6188
2024-05-12 13:00 | 1533.9956 | 2554.2432 | 3761.2803 | 8570.2281 | 3298.216 | 5844.5392 | 3396.0754 | 941.7816 | 543.1233
2024-05-12 14:00 | 1565.0414 | 2546.8375 | 3764.5943 | 8493.8172 | 3282.0089 | 5797.9173 | 3360.6461 | 922.5338 | 580.0588
2024-05-12 15:00 | 1603.6082 | 2605.403 | 3811.7767 | 8783.9045 | 3355.7552 | 5962.2638 | 3344.1157 | 940.5248 | 599.339
2024-05-12 16:00 | 1658.0203 | 2782.3165 | 3864.1476 | 8929.6089 | 3383.4753 | 6033.9196 | 3410.5263 | 964.4948 | 635.4233
2024-05-12 17:00 | 1825.7827 | 2917.3886 | 3975.3982 | 9267.9371 | 3370.9364 | 6302.7164 | 3380.337 | 983.2778 | 688.6422
2024-05-12 18:00 | 1940.3278 | 3260.3222 | 4293.342 | 10246.9407 | 3556.3052 | 6604.5093 | 3478.8392 | 1066.0429 | 836.5608
2024-05-12 19:00 | 1793.0574 | 3133.2191 | 4239.9267 | 10172.3134 | 3483.8343 | 6165.5283 | 3499.5977 | 1039.1097 | 849.4688
2024-05-12 20:00 | 1635.1542 | 2939.3816 | 4127.6064 | 9572.6346 | 3194.4504 | 5811.9998 | 3512.9565 | 958.774 | 763.9344
2024-05-12 21:00 | 1402.6201 | 2706.1968 | 3918.4338 | 8677.7969 | 2845.392 | 5431.651 | 3475.6981 | 861.8312 | 708.2496
2024-05-12 22:00 | 1181.7297 | 2544.4187 | 3662.8348 | 7483.5984 | 2552.4616 | 5053.1452 | 3397.109 | 798.3947 | 704.0835
2024-05-12 23:00 | 1046.024 | 2480.7879 | 3522.9667 | 6679.6677 | 2290.3866 | 4697.755 | 3302.9622 | 735.9426 | 659.388
2024-05-13 | 979.4452 | 2454.8107 | 3522.0231 | 6280.7405 | 2150.5028 | 4640.7526 | 3263.9174 | 716.0696 | 611.8499
2024-05-13 01:00 | 959.2279 | 2401.2997 | 3504.62 | 6200.0941 | 2043.2681 | 4556.7448 | 3316.5498 | 714.7954 | 642.8197
2024-05-13 02:00 | 955.3123 | 2346.5011 | 3379.6914 | 6056.8675 | 2049.2946 | 4438.959 | 3157.1905 | 693.6289 | 621.3534
2024-05-13 03:00 | 946.8351 | 2339.2571 | 3357.5221 | 6252.8181 | 2039.7211 | 4566.6558 | 3138.776 | 695.5492 | 610.6771
2024-05-13 04:00 | 1017.5535 | 2453.7799 | 3447.0338 | 6893.2786 | 2248.1493 | 4929.2641 | 3152.7749 | 725.2537 | 634.4955
2024-05-13 05:00 | 1240.805 | 2682.808 | 3661.9027 | 7879.8831 | 2551.894 | 5478.7199 | 3245.769 | 860.6308 | 618.8684
2024-05-13 06:00 | 1541.1217 | 2747.6146 | 3802.527 | 8833.2322 | 2921.9019 | 5883.6902 | 3337.0312 | 960.1698 | 698.3399
2024-05-13 07:00 | 1600.2861 | 2686.5093 | 3872.4967 | 9141.0809 | 3166.1546 | 6027.1517 | 3350.9847 | 942.8323 | 674.964
2024-05-13 08:00 | 1693.7066 | 2798.0537 | 3871.6829 | 9427.6117 | 3231.7425 | 6284.388 | 3417.7971 | 962.0412 | 655.2976
2024-05-13 09:00 | 1712.3219 | 2813.3442 | 3854.1927 | 9360.8784 | 3171.9257 | 6248.0441 | 3466.8175 | 975.029 | 624.3649
2024-05-13 10:00 | 1753.9373 | 2717.5703 | 3824.3423 | 9083.7843 | 3074.8423 | 6032.3638 | 3433.5036 | 958.6889 | 606.6295
2024-05-13 11:00 | 1761.2911 | 2725.7121 | 3823.3568 | 8952.1473 | 3003.5797 | 5955.5434 | 3360.1219 | 944.8495 | 530.1644
2024-05-13 12:00 | 1712.8835 | 2755.3587 | 3814.2673 | 8640.6159 | 2951.7032 | 5960.7263 | 3370.3858 | 902.3856 | 531.1475
2024-05-13 13:00 | 1685.6745 | 2725.4114 | 3728.051 | 8474.9576 | 2917.0026 | 5985.654 | 3367.4887 | 931.9961 | 567.958
2024-05-13 14:00 | 1690.4916 | 2721.8337 | 3656.9277 | 8370.7661 | 2879.0723 | 6002.4406 | 3298.197 | 910.9882 | 591.7817
2024-05-13 15:00 | 1686.8172 | 2806.9957 | 3699.677 | 8816.8298 | 2859.0774 | 6097.5346 | 3246.5838 | 916.4994 | 581.7693
2024-05-13 16:00 | 1748.9048 | 2813.7083 | 3773.1163 | 9067.9419 | 2877.1692 | 6115.5499 | 3167.8752 | 910.2774 | 588.5788
2024-05-13 17:00 | 1820.9946 | 2953.9062 | 3796.1649 | 9384.3396 | 2967.0398 | 6111.8411 | 3192.0298 | 946.078 | 703.3291
2024-05-13 18:00 | 1880.3704 | 3266.9247 | 3992.7301 | 10090.6576 | 3341.3757 | 6255.7819 | 3406.4974 | 1046.3012 | 840.7378
2024-05-13 19:00 | 1774.0185 | 3171.0645 | 3979.0915 | 10005.6377 | 3321.5059 | 5978.896 | 3444.1054 | 1013.6436 | 758.2468
2024-05-13 20:00 | 1640.6217 | 2910.2036 | 3825.2553 | 9333.0361 | 3016.8007 | 5535.5377 | 3389.5347 | 912.871 | 707.7113
2024-05-13 21:00 | 1468.7127 | 2758.3729 | 3708.3176 | 8635.9028 | 2684.994 | 5255.3923 | 3353.8156 | 850.9471 | 723.4968
2024-05-13 22:00 | 1266.2758 | 2624.9805 | 3527.6849 | 7652.6354 | 2409.7147 | 4863.8912 | 3298.7676 | 801.9588 | 719.8258
2024-05-13 23:00 | 1066.0411 | 2460.0721 | 3425.182 | 6904.081 | 2250.0373 | 4663.7835 | 3175.0661 | 733.8762 | 672.8898
2024-05-14 | 992.7488 | 2435.7929 | 3379.1145 | 6574.6219 | 2091.2985 | 4567.4452 | 3196.3007 | 709.92 | 652.0818
2024-05-14 01:00 | 978.6862 | 2386.5796 | 3313.6333 | 6389.4889 | 2025.0452 | 4546.4457 | 3183.3248 | 700.3121 | 654.4868
2024-05-14 02:00 | 934.5218 | 2359.3101 | 3265.471 | 6300.286 | 2050.9623 | 4542.7754 | 3133.7791 | 699.3633 | 624.0438
2024-05-14 03:00 | 902.1742 | 2313.8936 | 3258.0007 | 6364.904 | 2086.4161 | 4544.0314 | 3099.9372 | 700.4727 | 638.4025
2024-05-14 04:00 | 951.6547 | 2422.2317 | 3397.5436 | 6743.6648 | 2224.1079 | 4711.2906 | 3213.3735 | 731.4244 | 652.1622
2024-05-14 05:00 | 1097.2288 | 2578.6869 | 3624.1415 | 7468.9914 | 2426.7015 | 5080.1826 | 3375.817 | 779.7755 | 644.0204
2024-05-14 06:00 | 1250.6958 | 2600.388 | 3615.2336 | 7974.0364 | 2593.6059 | 5380.5559 | 3370.6048 | 839.9643 | 687.7306
2024-05-14 07:00 | 1381.3639 | 2544.081 | 3551.2769 | 8381.3438 | 2660.2581 | 5454.8677 | 3203.6373 | 869.1634 | 653.4231
2024-05-14 08:00 | 1505.3849 | 2634.2966 | 3823.6066 | 9120.3694 | 2791.1195 | 5707.5882 | 3206.78 | 909.5726 | 594.4308
2024-05-14 09:00 | 1498.2227 | 2622.4605 | 3851.7737 | 9569.3515 | 2905.6735 | 5760.438 | 3213.2698 | 919.2109 | 554.1263
2024-05-14 10:00 | 1388.371 | 2599.0259 | 3801.5909 | 9560.7329 | 2790.9016 | 5653.5375 | 3158.7765 | 879.8446 | 539.0654
2024-05-14 11:00 | 1351.8418 | 2577.3356 | 3694.8461 | 9414.5372 | 2674.3873 | 5492.0746 | 3098.606 | 836.8329 | 518.3796
2024-05-14 12:00 | 1308.6535 | 2546.0543 | 3683.9767 | 9241.8995 | 2598.1095 | 5345.1713 | 3054.7853 | 798.6416 | 507.797
2024-05-14 13:00 | 1294.9675 | 2516.9013 | 3681.4785 | 9214.6654 | 2504.488 | 5311.7975 | 3069.4038 | 814.4755 | 439.1844
2024-05-14 14:00 | 1309.1413 | 2503.0514 | 3631.5449 | 8983.425 | 2482.1593 | 5277.2107 | 2990.9488 | 805.3905 | 524.4542
2024-05-14 15:00 | 1350.5227 | 2537.6552 | 3634.4218 | 9080.5628 | 2508.499 | 5330.4465 | 3034.8841 | 812.2983 | 521.4718
2024-05-14 16:00 | 1456.7606 | 2581.4255 | 3604.3314 | 9269.1476 | 2612.3769 | 5461.9386 | 3027.5487 | 853.0051 | 507.2813
2024-05-14 17:00 | 1585.1568 | 2741.6651 | 3637.0984 | 9465.9312 | 2718.7312 | 5641.6002 | 3051.5528 | 915.9761 | 640.9869
2024-05-14 18:00 | 1744.1587 | 2943.6338 | 3854.0114 | 10117.6837 | 3109.3223 | 5964.1752 | 3263.9273 | 1028.0524 | 760.3746
2024-05-14 19:00 | 1579.377 | 2892.5103 | 3887.6031 | 10142.3411 | 3064.3887 | 5807.7609 | 3288.9753 | 1025.8933 | 796.5653
2024-05-14 20:00 | 1471.8973 | 2623.1317 | 3675.3061 | 9569.2616 | 2822.5301 | 5350.2451 | 3164.2197 | 926.4659 | 692.9134
2024-05-14 21:00 | 1251.73 | 2497.8787 | 3591.147 | 8748.9095 | 2604.9954 | 4925.6147 | 3050.8475 | 834.9943 | 649.5667
2024-05-14 22:00 | 1088.2992 | 2361.8291 | 3397.6973 | 7850.0026 | 2332.0298 | 4603.2953 | 2978.3036 | 751.3361 | 606.2656
2024-05-14 23:00 | 997.2049 | 2281.9163 | 3257.3365 | 7061.7827 | 2137.4203 | 4374.9536 | 2918.17 | 699.1114 | 568.1355
2024-05-15 | 937.7988 | 2222.2427 | 3205.4686 | 6641.0022 | 2012.3907 | 4309.7439 | 2870.2116 | 676.7503 | 545.1492
2024-05-15 01:00 | 863.3884 | 2230.9471 | 3212.3047 | 6477.0369 | 1979.9008 | 4306.6422 | 2922.8748 | 664.9137 | 559.2859
2024-05-15 02:00 | 851.3163 | 2232.5956 | 3133.4932 | 6405.4871 | 1864.9493 | 4335.313 | 2933.6063 | 666.6776 | 538.9772
2024-05-15 03:00 | 841.683 | 2233.8686 | 3168.5754 | 6435.0043 | 1889.7888 | 4325.6428 | 2910.4462 | 677.4342 | 523.6255
2024-05-15 04:00 | 876.3721 | 2320.5681 | 3274.3528 | 6783.9525 | 2024.2678 | 4503.7248 | 3013.8514 | 691.6008 | 543.9055
2024-05-15 05:00 | 988.9531 | 2406.3961 | 3381.2212 | 7367.6605 | 2180.925 | 4877.8839 | 3131.0207 | 730.9085 | 584.3103
2024-05-15 06:00 | 1112.4371 | 2486.132 | 3328.6011 | 7898.0206 | 2345.9844 | 5139.7674 | 3066.4294 | 761.5291 | 574.8259
2024-05-15 07:00 | 1245.2387 | 2415.1458 | 3257.9839 | 8116.7877 | 2441.9173 | 5109.3767 | 2807.5704 | 777.2006 | 550.0513
2024-05-15 08:00 | 1418.9518 | 2488.004 | 3431.8706 | 8775.8151 | 2664.6275 | 5397.8354 | 2870.0877 | 831.1349 | 551.9622
2024-05-15 09:00 | 1437.9931 | 2498.2343 | 3488.5877 | 9196.3782 | 2701.9941 | 5688.2594 | 2908.3814 | 860.7214 | 561.8867
2024-05-15 10:00 | 1410.6545 | 2320.0043 | 3469.5535 | 9001.3535 | 2742.0844 | 5682.7734 | 2870.4328 | 849.277 | 540.8326
2024-05-15 11:00 | 1369.3558 | 2323.6093 | 3375.847 | 8766.1861 | 2757.5271 | 5545.1923 | 2835.0516 | 824.305 | 530.4887
2024-05-15 12:00 | 1329.267 | 2254.1138 | 3328.3782 | 8814.2838 | 2666.0437 | 5408.239 | 2860.4341 | 792.4181 | 497.178
2024-05-15 13:00 | 1327.1967 | 2214.2211 | 3324.4097 | 8888.776 | 2510.325 | 5335.2192 | 2879.8995 | 771.2346 | 495.5427
2024-05-15 14:00 | 1313.2654 | 2160.875 | 3279.1921 | 8908.7594 | 2388.023 | 5280.292 | 2821.9184 | 750.3565 | 478.5203
2024-05-15 15:00 | 1383.5701 | 2188.325 | 3344.7175 | 9074.1072 | 2402.2868 | 5365.0396 | 2830.468 | 766.0854 | 498.5189
2024-05-15 16:00 | 1412.3952 | 2287.1799 | 3386.5218 | 9236.8168 | 2483.1554 | 5402.694 | 2888.6384 | 788.8991 | 480.3563
2024-05-15 17:00 | 1516.2062 | 2534.9764 | 3455.5991 | 9452.6852 | 2594.3339 | 5499.9014 | 2972.5169 | 855.9295 | 598.65
2024-05-15 18:00 | 1703.9615 | 2890.4167 | 3682.1822 | 10188.8338 | 3045.9012 | 5767.0946 | 3216.8081 | 990.4806 | 734.843
2024-05-15 19:00 | 1586.958 | 2905.807 | 3719.6709 | 10230.5767 | 3072.7377 | 5580.4799 | 3272.8937 | 989.702 | 748.3698
2024-05-15 20:00 | 1411.5866 | 2726.388 | 3583.5191 | 9475.4286 | 2858.1914 | 5208.4904 | 3250.6058 | 914.1819 | 694.6828
2024-05-15 21:00 | 1240.2709 | 2385.5972 | 3469.4948 | 8432.5491 | 2592.8539 | 4780.3475 | 3221.3825 | 821.9611 | 658.0012
2024-05-15 22:00 | 1038.9137 | 2335.3539 | 3301.2265 | 7519.8796 | 2278.0345 | 4448.8132 | 3141.9791 | 743.5377 | 590.0114
2024-05-15 23:00 | 970.3553 | 2218.4927 | 3168.4724 | 6784.7265 | 2125.6799 | 4227.6771 | 3060.3188 | 698.4593 | 572.6929
2024-05-16 | 905.7529 | 2189.2485 | 3078.9113 | 6492.8133 | 1934.3211 | 4135.2834 | 3110.5646 | 692.2192 | 558.665
2024-05-16 01:00 | 871.0528 | 2270.7901 | 3044.6441 | 6366.2159 | 1857.3091 | 4164.5435 | 3163.8754 | 695.1991 | 546.0704
2024-05-16 02:00 | 863.8649 | 2251.0469 | 3154.8348 | 6305.4016 | 1890.9918 | 4107.9983 | 3122.788 | 677.6337 | 525.1397
2024-05-16 03:00 | 889.9405 | 2235.1482 | 3138.7746 | 6468.3797 | 1953.5349 | 4141.1803 | 3075.3388 | 688.6508 | 527.6994
2024-05-16 04:00 | 972.633 | 2375.2634 | 3188.2908 | 7159.4671 | 2121.9527 | 4452.2871 | 3065.3972 | 717.5328 | 529.059
2024-05-16 05:00 | 1223.524 | 2533.9706 | 3364.9825 | 8130.3966 | 2445.2902 | 4960.4401 | 3108.8752 | 836.0178 | 611.2762
2024-05-16 06:00 | 1528.7381 | 2597.792 | 3401.5764 | 9157.8102 | 2817.1407 | 5477.9581 | 3239.6597 | 947.0474 | 656.6657
2024-05-16 07:00 | 1539.5311 | 2488.975 | 3470.263 | 9588.3006 | 3036.296 | 5719.5055 | 3221.3459 | 931.3576 | 650.993
2024-05-16 08:00 | 1564.7975 | 2508.4083 | 3648.9813 | 9965.1817 | 3118.9568 | 6035.5253 | 3381.0412 | 948.7848 | 590.5266
2024-05-16 09:00 | 1565.5664 | 2516.2288 | 3687.7303 | 9898.0833 | 3157.9847 | 6071.1765 | 3381.3047 | 938.7737 | 592.368
2024-05-16 10:00 | 1579.4502 | 2497.9686 | 3619.1708 | 9718.1469 | 3102.8188 | 6005.3184 | 3377.0433 | 926.9323 | 573.1167
2024-05-16 11:00 | 1555.1152 | 2427.9039 | 3649.849 | 9632.949 | 3050.7866 | 5936.2014 | 3284.7142 | 888.6885 | 552.9249
2024-05-16 12:00 | 1523.4901 | 2338.6942 | 3639.5906 | 9470.8219 | 3023.4499 | 5816.1289 | 3226.7181 | 826.1046 | 521.0085
2024-05-16 13:00 | 1491.0004 | 2329.5253 | 3639.6329 | 9403.612 | 2921.2569 | 5777.2687 | 3157.9088 | 824.4424 | 530.1051
2024-05-16 14:00 | 1498.4506 | 2338.8948 | 3631.4536 | 9358.4935 | 2910.1167 | 5721.3719 | 3155.4532 | 830.3146 | 517.2847
2024-05-16 15:00 | 1557.2612 | 2408.5017 | 3622.6007 | 9509.4283 | 2959.2389 | 5859.3139 | 3133.5586 | 837.3414 | 573.1944
2024-05-16 16:00 | 1628.7975 | 2540.5214 | 3620.5601 | 9760.3552 | 3059.4783 | 5932.6297 | 3174.55 | 878.5536 | 543.6116
2024-05-16 17:00 | 1775.5103 | 2710.0623 | 3578.6093 | 9955.9297 | 3174.5163 | 5943.3234 | 3188.8403 | 947.5127 | 639.3503
2024-05-16 18:00 | 1879.7095 | 3064.3716 | 3786.8461 | 10742.1986 | 3491.7495 | 6184.2028 | 3368.1925 | 1047.926 | 774.9662
2024-05-16 19:00 | 1745.4279 | 3001.1913 | 3840.465 | 10625.5297 | 3523.3116 | 6063.7225 | 3341.2998 | 1029.8091 | 794.9661
2024-05-16 20:00 | 1595.7975 | 2749.0959 | 3713.8885 | 10039.6428 | 3196.3353 | 5597.6278 | 3322.0666 | 938.5712 | 718.8971
2024-05-16 21:00 | 1326.1822 | 2520.8007 | 3525.3798 | 9107.6426 | 2913.4473 | 5075.4851 | 3272.0285 | 843.2641 | 677.9441
2024-05-16 22:00 | 1109.9424 | 2365.201 | 3380.6368 | 7966.2736 | 2622.1916 | 4669.9695 | 3220.1594 | 799.8077 | 619.655
2024-05-16 23:00 | 1009.1153 | 2285.0271 | 3238.2322 | 7061.4508 | 2386.805 | 4458.5983 | 3212.2038 | 727.5697 | 578.6163
2024-05-17 | 970.3234 | 2229.8789 | 3146.5103 | 6637.3197 | 2287.0026 | 4339.4055 | 3202.8775 | 700.5345 | 547.4415
2024-05-17 01:00 | 997.5764 | 2228.8089 | 3137.1476 | 6526.8844 | 2270.0285 | 4353.168 | 3179.6284 | 685.0023 | 545.1533
2024-05-17 02:00 | 1019.2087 | 2192.8399 | 3108.5329 | 6474.0402 | 2237.794 | 4365.9694 | 3121.2419 | 679.6678 | 551.8465
2024-05-17 03:00 | 1014.6442 | 2224.8658 | 3080.398 | 6593.201 | 2223.3762 | 4400.6562 | 3053.7153 | 677.911 | 524.1441
2024-05-17 04:00 | 1093.7904 | 2369.7831 | 3114.0844 | 7161.2141 | 2334.2051 | 4669.3205 | 3076.1373 | 712.339 | 530.0534
2024-05-17 05:00 | 1342.9628 | 2557.6563 | 3252.0431 | 8203.5728 | 2566.762 | 5185.9422 | 3113.5889 | 848.5514 | 588.4526
2024-05-17 06:00 | 1655.8338 | 2641.8662 | 3382.4557 | 9273.229 | 2909.6261 | 5570.8595 | 3210.3773 | 952.2429 | 675.0185
2024-05-17 07:00 | 1686.7143 | 2530.3925 | 3371.4061 | 9620.7682 | 3102.4977 | 5707.5586 | 3236.561 | 925.9941 | 625.0466
2024-05-17 08:00 | 1670.6088 | 2504.3993 | 3403.4388 | 9845.1046 | 3299.4123 | 5823.3852 | 3328.1383 | 931.7419 | 628.9873
2024-05-17 09:00 | 1633.3274 | 2531.6543 | 3378.0409 | 9731.419 | 3433.2392 | 5901.4413 | 3367.4953 | 907.9587 | 581.0774
2024-05-17 10:00 | 1602.9468 | 2550.5838 | 3378.848 | 9357.8519 | 3237.7881 | 5841.0381 | 3293.5533 | 888.0354 | 566.7846
2024-05-17 11:00 | 1562.1425 | 2532.2792 | 3336.0074 | 9165.5063 | 3159.2086 | 5775.7222 | 3264.0349 | 865.5082 | 628.0689
2024-05-17 12:00 | 1560.0619 | 2518.5148 | 3400.7305 | 8977.9695 | 3136.795 | 5689.6968 | 3213.7284 | 870.8595 | 623.1754
2024-05-17 13:00 | 1526.0941 | 2522.2168 | 3416.2554 | 8889.8782 | 3058.5095 | 5680.5679 | 3198.7946 | 864.5958 | 627.0687
2024-05-17 14:00 | 1531.8949 | 2505.2761 | 3449.5939 | 8796.5298 | 3055.1597 | 5628.5196 | 3138.6844 | 855.624 | 639.1776
2024-05-17 15:00 | 1588.1932 | 2583.0115 | 3513.1672 | 9085.4455 | 3052.2253 | 5840.032 | 3189.0627 | 887.6751 | 646.5765
2024-05-17 16:00 | 1618.0656 | 2667.822 | 3530.0206 | 9390.1845 | 3055.289 | 5941.9284 | 3231.7127 | 894.1503 | 654.5349
2024-05-17 17:00 | 1766.6912 | 2770.9462 | 3555.3988 | 9806.8179 | 3154.943 | 5991.6775 | 3190.7684 | 917.6605 | 738.2423
2024-05-17 18:00 | 1864.7212 | 3035.8207 | 3793.9136 | 10743.4144 | 3479.3286 | 6230.4088 | 3252.3371 | 1023.1713 | 837.666
2024-05-17 19:00 | 1725.7294 | 2918.0668 | 3767.8309 | 10752.9168 | 3321.4817 | 6024.4635 | 3274.1781 | 1011.9242 | 870.9454
2024-05-17 20:00 | 1560.511 | 2695.7533 | 3571.1924 | 10068.6154 | 3077.9656 | 5533.0524 | 3201.0837 | 930.6493 | 789.8828
2024-05-17 21:00 | 1334.8664 | 2505.8839 | 3464.5889 | 9073.6413 | 2761.6412 | 5077.8712 | 3105.1174 | 836.6743 | 748.3004
2024-05-17 22:00 | 1089.0918 | 2316.5187 | 3379.1406 | 7849.8666 | 2473.1455 | 4663.5662 | 3044.0745 | 780.7205 | 680.495
2024-05-17 23:00 | 1009.8762 | 2230.372 | 3251.2562 | 7007.8115 | 2257.9294 | 4364.5548 | 2945.7024 | 722.8621 | 638.6653
2024-05-18 | 967.282 | 2229.3128 | 3171.8328 | 6606.8831 | 2146.8477 | 4374.175 | 2988.8958 | 698.0947 | 647.0453
2024-05-18 01:00 | 969.7726 | 2216.0361 | 3117.8051 | 6537.8509 | 2111.7269 | 4348.2758 | 2994.6155 | 704.2864 | 654.6234
2024-05-18 02:00 | 961.1293 | 2214.104 | 3064.6568 | 6506.1401 | 2111.3122 | 4381.4065 | 3007.0037 | 696.7066 | 610.6858
2024-05-18 03:00 | 984.0932 | 2226.0086 | 3060.7145 | 6611.1698 | 2102.0717 | 4440.7001 | 2933.134 | 691.7618 | 581.8606
2024-05-18 04:00 | 1042.0031 | 2321.4824 | 3065.5719 | 7194.7787 | 2218.0445 | 4707.1419 | 2929.5977 | 710.5277 | 592.4614
2024-05-18 05:00 | 1241.7206 | 2518.7765 | 3200.1188 | 8130.8209 | 2507.0304 | 5128.9184 | 3033.3823 | 837.0666 | 640.6439
2024-05-18 06:00 | 1556.9098 | 2599.3286 | 3230.2848 | 9249.5256 | 2879.5487 | 5559.4091 | 3119.2216 | 958.5904 | 730.8472
2024-05-18 07:00 | 1565.0156 | 2525.2924 | 3243.7188 | 9713.9067 | 3120.6306 | 5649.1948 | 3177.4313 | 946.9909 | 725.8592
2024-05-18 08:00 | 1564.7243 | 2514.6604 | 3391.0997 | 9974.7238 | 3262.788 | 5758.6111 | 3304.2034 | 967.9179 | 727.7377
2024-05-18 09:00 | 1540.9887 | 2528.6865 | 3496.518 | 9942.1408 | 3289.2232 | 5702.7511 | 3349.397 | 945.4739 | 710.1307
2024-05-18 10:00 | 1526.5464 | 2479.8956 | 3423.2514 | 9711.5657 | 3237.0857 | 5642.9503 | 3282.5934 | 901.8519 | 632.6608
2024-05-18 11:00 | 1511.9464 | 2390.2825 | 3357.0099 | 9559.6377 | 3197.3497 | 5609.1207 | 3325.6032 | 879.5269 | 589.6251
2024-05-18 12:00 | 1499.9656 | 2372.0633 | 3396.9473 | 9300.1977 | 3126.9909 | 5570.9801 | 3333.142 | 855.3928 | 573.8233
2024-05-18 13:00 | 1483.9051 | 2363.4533 | 3349.5725 | 9105.1362 | 3113.2688 | 5614.0192 | 3320.5964 | 837.1215 | 573.528
2024-05-18 14:00 | 1493.8112 | 2355.9956 | 3304.5687 | 9051.0012 | 3089.9292 | 5646.1599 | 3196.3453 | 824.7631 | 618.8585
2024-05-18 15:00 | 1559.3645 | 2415.3531 | 3359.7497 | 9371.7677 | 3072.7099 | 5743.8649 | 3251.9614 | 835.4442 | 651.0323
2024-05-18 16:00 | 1642.5798 | 2521.1078 | 3512.7016 | 9594.4467 | 3106.0602 | 5810.8598 | 3200.0166 | 866.7819 | 651.4723
2024-05-18 17:00 | 1780.0528 | 2667.6693 | 3692.5311 | 9872.7451 | 3147.2318 | 5929.3068 | 3182.1065 | 926.7687 | 746.9007
2024-05-18 18:00 | 1892.8836 | 2955.2507 | 3934.324 | 10691.6245 | 3336.3833 | 6231.8131 | 3300.6238 | 1036.6503 | 870.8802
2024-05-18 19:00 | 1710.8279 | 2885.6907 | 3942.7048 | 10613.2779 | 3263.6572 | 5978.7003 | 3309.7424 | 1000.5785 | 860.6213
2024-05-18 20:00 | 1547.9654 | 2600.3869 | 3709.4898 | 9998.0746 | 3022.3152 | 5501.9523 | 3255.2452 | 913.3355 | 797.2165
2024-05-18 21:00 | 1347.0426 | 2456.3387 | 3566.9627 | 8927.357 | 2787.3213 | 5077.8959 | 3292.5356 | 823.6695 | 737.2559
2024-05-18 22:00 | 1158.765 | 2353.2361 | 3457.8812 | 7793.9901 | 2403.3744 | 4694.6758 | 3285.3384 | 782.991 | 693.2714
2024-05-18 23:00 | 1044.835 | 2246.7716 | 3311.3861 | 6951.8429 | 2197.4539 | 4455.4571 | 3230.1223 | 719.0237 | 655.0342
2024-05-19 | 992.1473 | 2216.7432 | 3269.7416 | 6501.0974 | 2097.773 | 4384.4626 | 3226.2576 | 694.4563 | 660.064
2024-05-19 01:00 | 982.8324 | 2247.1891 | 3206.8097 | 6353.8254 | 2098.3959 | 4380.7077 | 3245.8454 | 691.644 | 642.6763
2024-05-19 02:00 | 964.661 | 2247.647 | 3167.7505 | 6321.5502 | 2135.2587 | 4363.6961 | 3182.0989 | 682.4282 | 629.8488
2024-05-19 03:00 | 966.7811 | 2271.7752 | 3127.613 | 6561.1858 | 2127.1413 | 4494.3322 | 3071.4132 | 686.7249 | 641.2258
2024-05-19 04:00 | 1060.1312 | 2351.1713 | 3197.9583 | 7176.4242 | 2288.4255 | 4804.1822 | 3085.2241 | 710.5879 | 625.931
2024-05-19 05:00 | 1313.8288 | 2574.9343 | 3406.8091 | 8201.5143 | 2572.7137 | 5161.6889 | 3189.3866 | 834.3329 | 662.802
2024-05-19 06:00 | 1608.7837 | 2610.1764 | 3465.4051 | 9185.9677 | 2848.4769 | 5664.0308 | 3230.7547 | 945.2653 | 743.386
2024-05-19 07:00 | 1601.3757 | 2522.8489 | 3509.3762 | 9582.3451 | 3148.2516 | 5715.1167 | 3227.5482 | 934.8398 | 741.5231
2024-05-19 08:00 | 1620.5093 | 2551.8656 | 3625.3968 | 9865.8429 | 3230.14 | 5951.6551 | 3356.5468 | 950.822 | 705.5944
2024-05-19 09:00 | 1587.6835 | 2526.1254 | 3722.9456 | 9806.7828 | 3382.4879 | 5977.0508 | 3427.2489 | 917.1719 | 681.7768
2024-05-19 10:00 | 1541.1987 | 2542.9573 | 3746.6666 | 9458.768 | 3290.5886 | 5848.834 | 3404.5938 | 890.0041 | 618.2674
2024-05-19 11:00 | 1534.3573 | 2544.5116 | 3702.0179 | 9329.4622 | 3208.0053 | 5700.6765 | 3414.7328 | 878.1308 | 585.4984
2024-05-19 12:00 | 1480.3355 | 2518.0165 | 3645.4301 | 8897.0011 | 3246.3487 | 5672.7479 | 3385.389 | 821.5322 | 565.4515
2024-05-19 13:00 | 1456.8504 | 2435.8986 | 3596.1386 | 8724.3767 | 3207.7487 | 5736.9532 | 3343.6643 | 815.653 | 595.2373
2024-05-19 14:00 | 1466.314 | 2492.7613 | 3554.2971 | 8732.8955 | 3190.1973 | 5704.7875 | 3300.6944 | 816.8163 | 584.5768
2024-05-19 15:00 | 1519.2122 | 2523.626 | 3559.8023 | 9020.6279 | 3281.3884 | 5835.3003 | 3343.73 | 825.0127 | 629.992
2024-05-19 16:00 | 1591.1843 | 2649.5008 | 3556.5584 | 9242.671 | 3324.0194 | 5997.6817 | 3326.1448 | 850.7773 | 629.3852
2024-05-19 17:00 | 1728.3046 | 2806.4906 | 3667.2526 | 9607.1515 | 3301.4134 | 5975.1793 | 3234.4085 | 896.2974 | 729.7134
2024-05-19 18:00 | 1845.3014 | 3062.0615 | 3889.2926 | 10487.3018 | 3473.0608 | 6164.6929 | 3341.0518 | 992.1403 | 855.9195
2024-05-19 19:00 | 1710.9394 | 2957.8763 | 3918.8296 | 10521.6383 | 3381.1256 | 6030.9048 | 3331.8377 | 973.2934 | 870.5255
2024-05-19 20:00 | 1536.6703 | 2728.7524 | 3837.7488 | 9838.853 | 3122.23 | 5537.7174 | 3269.8879 | 893.813 | 770.8538
2024-05-19 21:00 | 1351.4084 | 2588.2535 | 3712.7255 | 8885.9253 | 2813.6572 | 5130.4861 | 3291.0877 | 824.8033 | 756.0041
2024-05-19 22:00 | 1152.5457 | 2459.2334 | 3500.807 | 7616.8834 | 2604.1765 | 4795.4942 | 3240.1507 | 762.9938 | 660.0208
2024-05-19 23:00 | 1064.6155 | 2384.5809 | 3276.5493 | 6830.7409 | 2410.2645 | 4575.0338 | 3146.9761 | 705.6666 | 642.265
2024-05-20 | 1028.8953 | 2347.7686 | 3228.3751 | 6405.5038 | 2387.7976 | 4447.0339 | 3142.4284 | 675.3114 | 613.9951
2024-05-20 01:00 | 1050.0278 | 2309.7933 | 3196.3509 | 6286.9731 | 2291.5308 | 4393.3758 | 3164.3984 | 673.6718 | 632.8745
2024-05-20 02:00 | 1044.5799 | 2187.0997 | 3177.6394 | 6255.0389 | 2297.7376 | 4319.2531 | 3160.2714 | 680.8268 | 625.0707
2024-05-20 03:00 | 1025.4034 | 2303.7653 | 3145.7401 | 6444.3432 | 2255.7167 | 4374.3767 | 3096.751 | 679.5784 | 587.8002
2024-05-20 04:00 | 1097.5322 | 2425.0303 | 3260.5686 | 7122.098 | 2324.8082 | 4658.9009 | 3071.3369 | 704.3283 | 577.1311
2024-05-20 05:00 | 1342.2397 | 2643.3375 | 3396.4058 | 8204.134 | 2580.0346 | 5092.954 | 3174.1412 | 826.1813 | 624.3013
2024-05-20 06:00 | 1650.1958 | 2681.7787 | 3436.0515 | 9153.2585 | 2959.8237 | 5614.66 | 3277.8723 | 909.1783 | 685.6989
2024-05-20 07:00 | 1676.1861 | 2599.2707 | 3467.1579 | 9634.6906 | 3147.6458 | 5765.2544 | 3279.4677 | 907.4623 | 664.9744
2024-05-20 08:00 | 1714.8456 | 2651.0903 | 3578.3953 | 9963.8043 | 3262.7532 | 5977.3579 | 3405.6741 | 941.8144 | 607.9712
2024-05-20 09:00 | 1696.4619 | 2627.7523 | 3611.8196 | 9878.3731 | 3370.5362 | 6017.5561 | 3505.6266 | 930.1029 | 630.0639
2024-05-20 10:00 | 1681.9167 | 2604.8304 | 3601.7042 | 9664.5004 | 3375.1832 | 5932.1251 | 3487.6511 | 903.8303 | 582.3108
2024-05-20 11:00 | 1645.7261 | 2590.8718 | 3648.1535 | 9371.0567 | 3318.2334 | 5889.8087 | 3469.7021 | 874.5538 | 577.1933
2024-05-20 12:00 | 1593.5436 | 2597.5619 | 3642.6539 | 9036.3197 | 3289.6181 | 5795.4182 | 3478.59 | 843.3691 | 576.4053
2024-05-20 13:00 | 1555.5209 | 2617.0782 | 3580.9304 | 8816.9107 | 3247.5643 | 5801.2865 | 3387.4725 | 829.9573 | 576.9947
2024-05-20 14:00 | 1522.5352 | 2587.1782 | 3501.9852 | 8573.6251 | 3185.8639 | 5847.436 | 3332.9611 | 809.5635 | 625.6923
2024-05-20 15:00 | 1543.3863 | 2681.7437 | 3572.1163 | 8736.0766 | 3165.6677 | 6021.9853 | 3390.9191 | 815.593 | 658.7527
2024-05-20 16:00 | 1581.4346 | 2810.9206 | 3609.7822 | 9063.1796 | 3178.304 | 5952.0598 | 3376.3063 | 855.4583 | 654.9268
2024-05-20 17:00 | 1703.9265 | 2909.9569 | 3689.5034 | 9341.9034 | 3184.573 | 5986.8257 | 3320.3366 | 903.5567 | 750.3319
2024-05-20 18:00 | 1792.9903 | 3114.9378 | 3906.2989 | 10091.9501 | 3453.2524 | 6137.8888 | 3385.634 | 980.4815 | 847.3089
2024-05-20 19:00 | 1669.3877 | 2984.5299 | 3946.8942 | 9994.3401 | 3371.0641 | 5991.07 | 3426.0325 | 977.3917 | 824.899
2024-05-20 20:00 | 1523.0173 | 2785.2865 | 3782.8189 | 9534.5923 | 2966.2792 | 5611.2924 | 3351.1294 | 907.296 | 772.9171
2024-05-20 21:00 | 1337.3904 | 2590.7912 | 3647.7535 | 8646.9706 | 2784.7673 | 5182.1413 | 3347.308 | 827.9227 | 728.8214
2024-05-20 22:00 | 1157.9427 | 2504.1777 | 3440.7145 | 7595.5794 | 2578.3706 | 4822.9126 | 3249.3315 | 773.1999 | 657.5672
2024-05-20 23:00 | 1069.7474 | 2406.3989 | 3311.2854 | 6852.4322 | 2349.5645 | 4583.7853 | 3264.7683 | 720.3136 | 627.9908
2024-05-21 | 1034.6093 | 2398.2202 | 3260.9995 | 6447.6519 | 2281.1297 | 4390.4301 | 3247.3475 | 702.1461 | 598.0935
2024-05-21 01:00 | 1022.8488 | 2318.3772 | 3225.6286 | 6212.2225 | 2223.2759 | 4366.0876 | 3238.8868 | 683.9472 | 630.4883
2024-05-21 02:00 | 1006.0998 | 2284.3152 | 3192.9075 | 6186.2758 | 2188.5122 | 4356.1963 | 3233.1869 | 673.1286 | 595.9663
2024-05-21 03:00 | 1033.6309 | 2306.7047 | 3107.9584 | 6212.3847 | 2220.1855 | 4408.4412 | 3198.7051 | 674.8605 | 593.19
2024-05-21 04:00 | 1126.1742 | 2439.9604 | 3294.0734 | 6605.151 | 2245.7935 | 4629.1234 | 3251.2908 | 692.6142 | 621.0641
2024-05-21 05:00 | 1227.4579 | 2613.1128 | 3490.991 | 7348.5504 | 2447.5288 | 4992.5003 | 3396.9262 | 766.5833 | 667.1002
2024-05-21 06:00 | 1343.2171 | 2695.9619 | 3413.4463 | 7947.5424 | 2638.5286 | 5335.0487 | 3386.8633 | 807.2662 | 666.7726
2024-05-21 07:00 | 1446.9276 | 2603.2928 | 3311.4309 | 8352.5907 | 2673.7061 | 5386.1033 | 3261.337 | 832.003 | 691.4298
2024-05-21 08:00 | 1558.1196 | 2658.6023 | 3436.4504 | 9034.6552 | 2907.8381 | 5644.9879 | 3367.4323 | 876.0945 | 633.5672
2024-05-21 09:00 | 1567.8495 | 2715.31 | 3560.0744 | 9241.2157 | 3028.9218 | 5796.1793 | 3413.1075 | 861.9074 | 674.1755
2024-05-21 10:00 | 1497.0226 | 2747.9606 | 3549.5713 | 8993.5588 | 3002.1398 | 5722.1234 | 3341.2992 | 848.6983 | 637.7054
2024-05-21 11:00 | 1429.1181 | 2723.2118 | 3521.0327 | 8689.8455 | 2962.0418 | 5621.2467 | 3371.5504 | 809.0575 | 590.121
2024-05-21 12:00 | 1403.9673 | 2685.3446 | 3547.3723 | 8422.3739 | 2913.2906 | 5423.6298 | 3374.0351 | 776.8094 | 626.6516
2024-05-21 13:00 | 1356.6639 | 2650.5049 | 3565.7358 | 8314.7048 | 2887.2906 | 5398.9214 | 3434.8013 | 780.4574 | 655.0793
2024-05-21 14:00 | 1331.8761 | 2629.6802 | 3550.0472 | 8217.0812 | 2811.3073 | 5353.4958 | 3421.1963 | 768.9717 | 650.81
2024-05-21 15:00 | 1355.226 | 2696.1683 | 3544.8079 | 8280.3162 | 2780.6196 | 5463.712 | 3344.9834 | 771.7958 | 655.2193
2024-05-21 16:00 | 1393.6519 | 2746.9942 | 3569.1684 | 8523.0893 | 2881.5557 | 5559.3881 | 3310.816 | 809.3656 | 600.364
2024-05-21 17:00 | 1489.6051 | 2821.8949 | 3674.1587 | 8809.9927 | 2919.8956 | 5814.1527 | 3244.0915 | 850.3057 | 669.5258
2024-05-21 18:00 | 1586.0529 | 3108.4194 | 3855.3104 | 9687.6746 | 3229.6207 | 5969.4477 | 3370.4495 | 959.8351 | 795.4663
2024-05-21 19:00 | 1448.8569 | 2971.9393 | 3911.9974 | 9649.5647 | 3166.0631 | 5730.5492 | 3389.5474 | 957.1424 | 815.7318
2024-05-21 20:00 | 1323.779 | 2686.5506 | 3698.5528 | 9015.1412 | 2911.1898 | 5304.5781 | 3323.6881 | 867.6914 | 715.8264
2024-05-21 21:00 | 1169.2947 | 2504.2133 | 3497.4036 | 8124.2642 | 2643.5821 | 4970.0489 | 3222.6005 | 778.8245 | 671.0813
2024-05-21 22:00 | 1051.0847 | 2381.5247 | 3280.4397 | 7233.8844 | 2413.1411 | 4615.9216 | 3154.3061 | 709.2794 | 631.6441
2024-05-21 23:00 | 976.8378 | 2301.3231 | 3124.3075 | 6445.1474 | 2237.7436 | 4402.9825 | 3033.8649 | 683.5863 | 592.6107
2024-05-22 | 880.3268 | 2158.8218 | 2882.0582 | 5728.3907 | 2019.5741 | 4049.1495 | 2804.168 | 622.3186 | 547.5808
2024-05-22 01:00 | 828.5269 | 2043.7565 | 2796.4202 | 5358.01 | 1939.6478 | 3912.2639 | 2693.4835 | 586.935 | 535.3815
2024-05-22 02:00 | 850.0252 | 2163.7027 | 2924.7499 | 5606.0279 | 1991.2102 | 3964.699 | 2820.3692 | 599.6527 | 551.2067
2024-05-22 03:00 | 893.6775 | 2235.3529 | 3026.2973 | 5735.5414 | 2107.0052 | 4228.1095 | 2921.8102 | 621.4868 | 555.0709
2024-05-22 04:00 | 961.3377 | 2286.0664 | 3178.8334 | 6181.1014 | 2226.9687 | 4480.4252 | 3053.2247 | 644.4317 | 559.7504
2024-05-22 05:00 | 1077.7219 | 2362.5393 | 3294.1122 | 6697.895 | 2344.8443 | 4640.8101 | 3068.4557 | 684.0357 | 597.1962
2024-05-22 06:00 | 1155.5783 | 2400.1887 | 3324.7829 | 7177.9146 | 2429.8367 | 4859.9981 | 3044.9558 | 696.9725 | 600.3587
2024-05-22 07:00 | 1306.6803 | 2353.2425 | 3279.5243 | 7649.2852 | 2591.1306 | 5047.0189 | 2889.9481 | 735.2129 | 607.6939
2024-05-22 08:00 | 1444.7704 | 2457.9681 | 3416.1967 | 8411.6236 | 2839.5032 | 5360.702 | 3050.9902 | 801.2027 | 564.2759
2024-05-22 09:00 | 1461.0086 | 2494.8065 | 3598.8881 | 8759.7161 | 3047.6772 | 5445.9008 | 3145.1394 | 814.0719 | 621.7452
2024-05-22 10:00 | 1386.6401 | 2529.835 | 3513.816 | 8680.8785 | 3079.1453 | 5449.2493 | 3141.1282 | 802.2244 | 603.7851
2024-05-22 11:00 | 1289.4633 | 2387.877 | 3351.1866 | 8102.9306 | 2953.6668 | 5077.487 | 2981.1022 | 738.9748 | 562.0789
2024-05-22 12:00 | 1287.1039 | 2411.5105 | 3526.5447 | 8006.1962 | 2892.2641 | 5092.2524 | 3063.7023 | 726.0309 | 603.1235
2024-05-22 13:00 | 1322.3843 | 2459.8602 | 3497.1828 | 8041.4183 | 2876.7267 | 5237.7406 | 3134.5217 | 727.974 | 603.1427
2024-05-22 14:00 | 1308.6384 | 2399.3107 | 3483.7071 | 7850.2746 | 2739.8277 | 5219.579 | 3156.5492 | 719.9053 | 630.2738
2024-05-22 15:00 | 1334.154 | 2457.8595 | 3509.1722 | 8036.6831 | 2712.2333 | 5446.5507 | 3162.4612 | 728.9064 | 648.1891
2024-05-22 16:00 | 1390.0898 | 2546.9694 | 3522.6332 | 8316.5769 | 2820.4816 | 5613.127 | 3182.1522 | 758.3163 | 575.6428
2024-05-22 17:00 | 1537.3991 | 2717.9063 | 3575.9538 | 8794.1919 | 2909.5958 | 5659.7899 | 3215.7752 | 833.7418 | 697.2749
2024-05-22 18:00 | 1666.8502 | 2991.6969 | 3874.5857 | 9767.6902 | 3305.6922 | 5884.3342 | 3393.6239 | 929.7955 | 774.5171
2024-05-22 19:00 | 1529.8888 | 2919.8348 | 3861.0838 | 9826.2345 | 3282.6975 | 5741.2975 | 3447.6715 | 916.6491 | 781.4467
2024-05-22 20:00 | 1366.4293 | 2765.4549 | 3639.09 | 9234.0719 | 3082.466 | 5373.8246 | 3443.0981 | 854.3777 | 730.1671
2024-05-22 21:00 | 1185.0303 | 2588.7475 | 3516.8509 | 8230.5976 | 2854.5485 | 5031.0247 | 3398.2057 | 811.0079 | 682.4728
2024-05-22 22:00 | 1047.9395 | 2440.1078 | 3330.2554 | 7111.7712 | 2575.0462 | 4656.2523 | 3306.1875 | 735.3473 | 625.946
2024-05-22 23:00 | 1000.9609 | 2338.9949 | 3185.2729 | 6303.0037 | 2303.5015 | 4403.2404 | 3245.9175 | 675.4264 | 595.771
2024-05-23 | 971.3662 | 2246.8819 | 3174.9402 | 5988.1331 | 2247.1542 | 4340.11 | 3264.5836 | 659.4733 | 579.9315
2024-05-23 01:00 | 981.4546 | 2218.8724 | 3208.034 | 5947.2331 | 2125.2397 | 4273.6903 | 3207.3318 | 651.0323 | 564.0069
2024-05-23 02:00 | 973.1921 | 2250.3775 | 3146.5587 | 5895.5587 | 2110.0335 | 4230.4866 | 3147.6071 | 647.4224 | 544.3568
2024-05-23 03:00 | 977.0651 | 2248.6198 | 3090.4638 | 6068.7954 | 2088.647 | 4325.3347 | 3115.4468 | 659.2676 | 522.2449
2024-05-23 04:00 | 1058.9424 | 2377.694 | 3242.2888 | 6735.8213 | 2240.0504 | 4610.9628 | 3085.0155 | 696.7135 | 529.2435
2024-05-23 05:00 | 1288.7608 | 2568.7927 | 3373.662 | 7864.8017 | 2586.4647 | 5080.6123 | 3138.2233 | 818.2696 | 569.7879
2024-05-23 06:00 | 1626.3245 | 2598.5182 | 3501.8028 | 8890.1598 | 2987.3427 | 5478.338 | 3257.515 | 911.2653 | 644.5947
2024-05-23 07:00 | 1637.1066 | 2521.2881 | 3618.0999 | 9334.0168 | 3279.6914 | 5595.8287 | 3261.3883 | 903.4343 | 641.9399
2024-05-23 08:00 | 1713.7232 | 2659.1073 | 3723.2696 | 9662.9675 | 3351.9501 | 5918.0135 | 3418.3278 | 926.4799 | 619.4917
2024-05-23 09:00 | 1706.8801 | 2706.5866 | 3670.8722 | 9705.3314 | 3397.6441 | 6008.7255 | 3533.0205 | 912.5516 | 621.302
2024-05-23 10:00 | 1659.3473 | 2725.034 | 3629.5315 | 9672.4249 | 3345.57 | 5918.0623 | 3485.0143 | 884.3059 | 620.5442
2024-05-23 11:00 | 1600.1817 | 2698.0101 | 3645.2059 | 9383.3531 | 3300.1515 | 5796.1426 | 3499.1939 | 864.8146 | 582.3759
2024-05-23 12:00 | 1593.0545 | 2642.938 | 3600.8715 | 9024.1881 | 3292.8394 | 5781.9445 | 3428.6086 | 840.1243 | 653.3503
2024-05-23 13:00 | 1577.3072 | 2617.3538 | 3562.2153 | 8827.5905 | 3162.2125 | 5786.9451 | 3364.0266 | 826.2954 | 623.9945
2024-05-23 14:00 | 1583.9221 | 2611.3407 | 3519.4508 | 8723.1774 | 3212.861 | 5918.4679 | 3346.5692 | 827.9517 | 636.3786
2024-05-23 15:00 | 1653.2745 | 2699.2951 | 3596.7923 | 9260.9339 | 3230.9073 | 5943.7697 | 3338.7101 | 856.6811 | 559.2298
2024-05-23 16:00 | 1702.0588 | 2800.4752 | 3673.0413 | 9481.4328 | 3222.6099 | 5934.1094 | 3422.733 | 881.8373 | 666.5364
2024-05-23 17:00 | 1796.898 | 2900.3338 | 3706.1237 | 9734.0904 | 3383.0222 | 6046.2366 | 3329.9275 | 923.9278 | 734.5053
2024-05-23 18:00 | 1904.3465 | 3178.0193 | 3879.5335 | 10624.6769 | 3713.378 | 6217.0677 | 3427.854 | 1006.7149 | 842.1834
2024-05-23 19:00 | 1720.3061 | 3051.0541 | 3890.652 | 10549.4244 | 3630.669 | 6012.9169 | 3426.2443 | 980.9999 | 836.9555
2024-05-23 20:00 | 1542.2678 | 2824.5645 | 3752.0925 | 9841.7303 | 3334.1453 | 5613.0775 | 3367.9055 | 903.0227 | 773.8089
2024-05-23 21:00 | 1359.1503 | 2663.5076 | 3564.8317 | 8854.8805 | 3000.9521 | 5263.8525 | 3384.9963 | 817.4423 | 721.9446
2024-05-23 22:00 | 1139.732 | 2509.2889 | 3387.1547 | 7640.3134 | 2678.3037 | 4837.2952 | 3374.2965 | 767.4685 | 659.2022
2024-05-23 23:00 | 1063.1353 | 2430.3007 | 3214.5025 | 6823.3951 | 2425.8064 | 4580.0107 | 3287.6836 | 711.3519 | 650.0814
2024-05-24 | 1045.5256 | 2402.4569 | 3077.1127 | 6481.4867 | 2326.3025 | 4450.6499 | 3241.6099 | 686.1629 | 606.8785
2024-05-24 01:00 | 1029.844 | 2331.5737 | 3084.1538 | 6225.572 | 2301.7181 | 4404.531 | 3224.9593 | 677.8198 | 610.0454
2024-05-24 02:00 | 1007.9702 | 2339.974 | 3082.2822 | 6247.875 | 2267.2356 | 4420.8104 | 3207.3626 | 681.96 | 580.4947
2024-05-24 03:00 | 1016.6631 | 2340.5083 | 3039.654 | 6420.4672 | 2273.8299 | 4507.7821 | 3143.4903 | 681.0612 | 567.9318
2024-05-24 04:00 | 1107.5327 | 2416.614 | 3048.249 | 6987.8197 | 2369.6853 | 4781.9154 | 3070.5262 | 699.4155 | 586.1549
2024-05-24 05:00 | 1347.0872 | 2634.6655 | 3244.7216 | 8081.0959 | 2686.369 | 5289.1467 | 3146.0112 | 820.0422 | 591.8144
2024-05-24 06:00 | 1620.0463 | 2699.8454 | 3294.7485 | 9087.8138 | 3140.2056 | 5648.7272 | 3288.2174 | 926.3644 | 658.5591
2024-05-24 07:00 | 1619.5949 | 2560.6869 | 3257.4802 | 9422.2897 | 3359.3201 | 5659.1541 | 3264.1992 | 924.9802 | 695.2548
2024-05-24 08:00 | 1668.8826 | 2639.0598 | 3371.845 | 9710.2197 | 3418.0877 | 5911.5 | 3374.1234 | 939.7516 | 615.1859
2024-05-24 09:00 | 1732.2921 | 2675.9422 | 3562.6541 | 9712.6533 | 3386.2428 | 5976.1833 | 3457.6337 | 926.8829 | 509.0346
2024-05-24 10:00 | 1754.6145 | 2712.2509 | 3520.459 | 9542.8387 | 3374.1585 | 5859.5419 | 3331.547 | 923.3635 | 564.1571
2024-05-24 11:00 | 1776.5484 | 2713.0955 | 3557.1252 | 9249.3805 | 3288.4052 | 5750.7122 | 3375.3024 | 894.9647 | 523.7136
2024-05-24 12:00 | 1757.2883 | 2683.493 | 3449.206 | 8853.4304 | 3189.0351 | 5632.1947 | 3419.3989 | 846.8657 | 576.8743
2024-05-24 13:00 | 1737.9991 | 2625.1666 | 3450.3576 | 8790.8834 | 3095.3522 | 5731.9134 | 3391.7235 | 839.7529 | 556.8737
2024-05-24 14:00 | 1705.5113 | 2620.3217 | 3417.303 | 8765.0716 | 3071.4737 | 5808.678 | 3336.4079 | 836.7292 | 615.6154
2024-05-24 15:00 | 1721.5067 | 2626.2283 | 3525.5532 | 9121.8615 | 3065.8579 | 5962.3437 | 3323.6908 | 836.9525 | 615.6162
2024-05-24 16:00 | 1715.8591 | 2739.8655 | 3548.0945 | 9453.2081 | 3200.2003 | 6071.9534 | 3364.6379 | 880.4153 | 660.044
2024-05-24 17:00 | 1846.8351 | 2895.7381 | 3682.4509 | 9786.4043 | 3425.2849 | 6209.4876 | 3370.7992 | 938.6125 | 755.5782
2024-05-24 18:00 | 2000.1216 | 3167.9126 | 3891.665 | 10841.6976 | 3755.7959 | 6481.3837 | 3457.2199 | 1051.9334 | 829.6885
2024-05-24 19:00 | 1862.2998 | 3037.6412 | 3863.2663 | 10706.0536 | 3655.2927 | 6234.0455 | 3477.0039 | 1023.0282 | 827.7608
2024-05-24 20:00 | 1601.5772 | 2768.2459 | 3755.8015 | 9939.6665 | 3353.8396 | 5803.6307 | 3421.6627 | 922.856 | 744.4681
2024-05-24 21:00 | 1479.7092 | 2549.5209 | 3605.4811 | 8952.2973 | 3016.6541 | 5234.8286 | 3374.6448 | 853.5275 | 732.0534
2024-05-24 22:00 | 1307.836 | 2400.8403 | 3388.5374 | 7746.0408 | 2698.7201 | 4870.9069 | 3309.0621 | 794.6217 | 686.8438
2024-05-24 23:00 | 1217.8182 | 2302.0894 | 3243.1424 | 6755.0126 | 2404.4471 | 4534.8515 | 3181.4941 | 715.8821 | 639.2488
2024-05-25 | 1199.9255 | 2302.3045 | 3195.9979 | 6452.1723 | 2284.138 | 4516.2055 | 3195.5 | 684.2656 | 628.8551
2024-05-25 01:00 | 1137.1318 | 2304.2068 | 3135.3483 | 6334.8216 | 2270.0944 | 4522.2825 | 3180.967 | 680.3118 | 629.8217
2024-05-25 02:00 | 1105.1117 | 2295.9685 | 3089.8664 | 6316.3125 | 2168.9698 | 4494.9297 | 3190.5114 | 678.7361 | 637.9906
2024-05-25 03:00 | 1178.1123 | 2279.6831 | 3006.6492 | 6499.4088 | 2164.3815 | 4535.7383 | 3091.5883 | 680.1115 | 625.7019
2024-05-25 04:00 | 1231.8675 | 2390.0694 | 3004.3088 | 7161.1261 | 2305.801 | 4805.0882 | 3044.4831 | 712.8285 | 630.5826
2024-05-25 05:00 | 1409.4905 | 2579.5928 | 3172.9275 | 8173.7724 | 2621.9908 | 5300.0074 | 3087.8833 | 834.7966 | 628.2529
2024-05-25 06:00 | 1632.6941 | 2648.6471 | 3265.7723 | 9079.3028 | 3091.3257 | 5643.3254 | 3182.7613 | 927.5932 | 707.6449
2024-05-25 07:00 | 1671.577 | 2612.4598 | 3285.7628 | 9621.5972 | 3422.2654 | 5725.4731 | 3274.9075 | 921.9722 | 734.0678
2024-05-25 08:00 | 1698.0635 | 2652.324 | 3359.4176 | 9914.7496 | 3499.0231 | 5974.7078 | 3437.801 | 923.6601 | 656.1213
2024-05-25 09:00 | 1667.3814 | 2572.7727 | 3455.4424 | 9735.6225 | 3400.2209 | 5982.4276 | 3370.5487 | 895.4213 | 572.236
2024-05-25 10:00 | 1648.4391 | 2475.7975 | 3434.6317 | 9540.9405 | 3361.7039 | 5884.6719 | 3375.89 | 881.1289 | 651.7177
2024-05-25 11:00 | 1665.2171 | 2582.2806 | 3426.9119 | 9357.4502 | 3348.6074 | 5812.056 | 3435.1349 | 861.2374 | 624.3828
2024-05-25 12:00 | 1665.0163 | 2521.9494 | 3476.6129 | 9000.6729 | 3310.7128 | 5743.3842 | 3401.0635 | 825.3223 | 661.2006
2024-05-25 13:00 | 1654.2326 | 2451.1224 | 3474.8491 | 8847.1878 | 3252.3783 | 5724.9833 | 3287.6629 | 806.4847 | 662.7538
2024-05-25 14:00 | 1651.4682 | 2422.2274 | 3424.936 | 8764.9894 | 3251.8145 | 5721.3966 | 3198.0921 | 803.6597 | 641.0092
2024-05-25 15:00 | 1674.9976 | 2507.3385 | 3493.6268 | 9020.5362 | 3312.9557 | 5851.3748 | 3170.3418 | 813.7209 | 630.4546
2024-05-25 16:00 | 1644.9949 | 2638.0438 | 3515.5486 | 9365.992 | 3402.096 | 5912.7686 | 3215.6211 | 871.1861 | 730.6652
2024-05-25 17:00 | 1722.891 | 2797.5022 | 3700.9186 | 9791.8858 | 3436.1918 | 6013.2116 | 3266.3338 | 935.6923 | 722.7522
2024-05-25 18:00 | 1781.9259 | 3098.7941 | 3910.8585 | 10594.0586 | 3527.2714 | 6282.8592 | 3370.6903 | 1026.833 | 823.5904
2024-05-25 19:00 | 1612.5684 | 2959.9294 | 3922.5835 | 10479.4481 | 3445.9918 | 6053.798 | 3378.3577 | 1004.8698 | 823.7543
2024-05-25 20:00 | 1452.5285 | 2788.2686 | 3749.8089 | 9867.0116 | 3195.2274 | 5600.2741 | 3368.5322 | 926.1429 | 777.2119
2024-05-25 21:00 | 1286.9552 | 2609.9637 | 3602.2882 | 8869.7958 | 2984.8374 | 5235.0585 | 3370.6984 | 833.5997 | 691.2518
2024-05-25 22:00 | 1115.148 | 2478.0549 | 3486.8721 | 7644.4689 | 2668.9998 | 4874.0457 | 3292.3579 | 764.6533 | 628.1715
2024-05-25 23:00 | 1023.0645 | 2355.3257 | 3307.0753 | 6696.9594 | 2414.8084 | 4570.7817 | 3185.72 | 707.4571 | 570.8702
2024-05-26 | 999.5137 | 2320.2778 | 3258.8631 | 6331.2917 | 2327.105 | 4498.8023 | 3130.7562 | 687.3448 | 565.4935
2024-05-26 01:00 | 961.4257 | 2315.1596 | 3226.0368 | 6158.2447 | 2258.8455 | 4434.8438 | 3195.9529 | 677.4713 | 576.9568
2024-05-26 02:00 | 919.0199 | 2305.7658 | 3179.1259 | 6163.7465 | 2212.5653 | 4483.6757 | 3182.4449 | 667.8715 | 563.6319
2024-05-26 03:00 | 926.9708 | 2290.9303 | 3128.6863 | 6434.2774 | 2217.8977 | 4546.8231 | 3115.4042 | 664.7043 | 569.2009
2024-05-26 04:00 | 1006.1774 | 2409.8263 | 3192.3183 | 7089.8807 | 2369.8637 | 4742.4082 | 3079.6596 | 682.5081 | 590.2679
2024-05-26 05:00 | 1252.8866 | 2626.6785 | 3355.4105 | 8097.192 | 2660.9217 | 5215.3061 | 3181.4945 | 773.1909 | 624.1339
2024-05-26 06:00 | 1518.7932 | 2609.3487 | 3351.3433 | 8792.4403 | 2837.8546 | 5470.6114 | 3141.7288 | 855.8539 | 659.2554
2024-05-26 07:00 | 1526.124 | 2493.4901 | 3340.6057 | 9073.5897 | 3056.7804 | 5502.5382 | 3080.8853 | 843.9673 | 687.244
2024-05-26 08:00 | 1569.6836 | 2486.3025 | 3393.0885 | 9260.589 | 3160.9163 | 5744.5494 | 3154.8091 | 839.2378 | 647.3723
2024-05-26 09:00 | 1624.785 | 2518.5158 | 3501.57 | 9394.1268 | 3303.3849 | 5887.8919 | 3266.0655 | 840.6716 | 617.1541
2024-05-26 10:00 | 1607.0947 | 2506.2065 | 3480.717 | 9204.3886 | 3271.2682 | 5830.9876 | 3254.1017 | 826.6904 | 634.8362
2024-05-26 11:00 | 1601.1316 | 2495.6071 | 3447.0932 | 9002.6297 | 3275.5158 | 5738.0522 | 3309.4972 | 809.5025 | 596.6831
2024-05-26 12:00 | 1578.3094 | 2476.9152 | 3418.3611 | 8646.541 | 3192.553 | 5731.6323 | 3232.8999 | 778.368 | 645.8861
2024-05-26 13:00 | 1495.3348 | 2304.2597 | 3311.6027 | 8303.3052 | 3045.0946 | 5586.3497 | 3104.2563 | 748.7766 | 617.2012
2024-05-26 14:00 | 1553.9324 | 2449.3814 | 3342.7147 | 8471.4368 | 3176.057 | 5791.2923 | 3189.5486 | 763.6192 | 662.9906
2024-05-26 15:00 | 1616.642 | 2502.1518 | 3419.5792 | 8788.3111 | 3187.3539 | 5868.7106 | 3207.5734 | 787.4209 | 650.6827
2024-05-26 16:00 | 1681.8552 | 2540.7607 | 3448.6686 | 9051.8026 | 3320.834 | 5870.7015 | 3193.3043 | 811.7714 | 663.2351
2024-05-26 17:00 | 1780.7105 | 2633.3699 | 3366.7893 | 9145.7094 | 3202.2133 | 5812.1477 | 3090.1719 | 848.3939 | 737.8724
2024-05-26 18:00 | 1817.6453 | 2921.6585 | 3642.1349 | 10046.5531 | 3384.2071 | 6070.435 | 3201.2982 | 956.2682 | 796.534
2024-05-26 19:00 | 1697.5483 | 2901.2198 | 3731.7958 | 10257.266 | 3438.6567 | 6013.4741 | 3243.9296 | 967.7892 | 775.741
2024-05-26 20:00 | 1548.1403 | 2739.6292 | 3650.4893 | 9834.6802 | 3228.9588 | 5690.3574 | 3272.6181 | 897.9699 | 722.8585
2024-05-26 21:00 | 1357.789 | 2577.1132 | 3562.5802 | 8794.4366 | 2938.7166 | 5214.5949 | 3290.6261 | 814.0691 | 708.5763
2024-05-26 22:00 | 1149.4429 | 2429.9027 | 3344.7516 | 7565.5533 | 2619.4912 | 4825.5403 | 3219.5765 | 759.2854 | 639.589
2024-05-26 23:00 | 1012.8566 | 2338.725 | 3163.6119 | 6690.9424 | 2392.4129 | 4625.4925 | 3132.7152 | 695.0479 | 616.727
2024-05-27 | 954.9305 | 2279.6523 | 3118.1382 | 6344.6406 | 2308.6244 | 4517.0432 | 3069.9756 | 671.0272 | 616.2915
2024-05-27 01:00 | 916.0008 | 2267.6468 | 2995.9069 | 6128.3409 | 2245.5906 | 4425.8195 | 3115.1631 | 664.4262 | 664.5352
2024-05-27 02:00 | 904.1367 | 2277.0851 | 3004.4149 | 6141.5443 | 2178.5478 | 4424.542 | 3089.6323 | 657.7661 | 597.1528
2024-05-27 03:00 | 896.6625 | 2258.5813 | 2974.5256 | 6337.351 | 2232.2643 | 4507.0177 | 2988.4782 | 665.4595 | 578.5632
2024-05-27 04:00 | 1000.4707 | 2397.3436 | 3078.59 | 6998.4499 | 2314.3407 | 4722.0663 | 3038.3119 | 710.4894 | 598.5777
2024-05-27 05:00 | 1241.8549 | 2584.645 | 3235.735 | 8040.0407 | 2654.5148 | 5187.5142 | 3118.3872 | 820.7447 | 644.3207
2024-05-27 06:00 | 1464.1038 | 2590.3931 | 3252.7741 | 8764.3374 | 2886.838 | 5457.787 | 3142.335 | 890.7708 | 678.9447
2024-05-27 07:00 | 1486.7215 | 2514.115 | 3271.3253 | 9059.9173 | 3075.5234 | 5479.4071 | 3166.4428 | 875.9025 | 688.8287
2024-05-27 08:00 | 1525.7992 | 2558.4395 | 3352.0503 | 9403.6883 | 3269.2018 | 5593.0718 | 3307.6922 | 892.0781 | 675.2547
2024-05-27 09:00 | 1567.2968 | 2667.5165 | 3429.8158 | 9569.3013 | 3443.0336 | 5833.6388 | 3473.6531 | 905.1076 | 633.2561
2024-05-27 10:00 | 1538.8115 | 2661.5949 | 3496.8947 | 9446.9823 | 3429.4372 | 5838.9247 | 3438.6443 | 905.4623 | 655.5342
2024-05-27 11:00 | 1528.5838 | 2634.529 | 3542.5134 | 9274.6546 | 3379.3294 | 5804.4196 | 3366.7227 | 875.9945 | 724.8031
2024-05-27 12:00 | 1521.928 | 2632.2798 | 3504.4675 | 8907.3499 | 3306.3704 | 5712.0897 | 3416.1978 | 846.6753 | 690.4999
2024-05-27 13:00 | 1562.2109 | 2634.3178 | 3475.8858 | 8699.773 | 3127.5945 | 5604.2093 | 3411.8773 | 834.4711 | 689.2241
2024-05-27 14:00 | 1522.4539 | 2607.1667 | 3480.7684 | 8432.6968 | 3081.9543 | 5666.1335 | 3319.0402 | 811.8552 | 676.687
2024-05-27 15:00 | 1523.0399 | 2714.1915 | 3583.4442 | 8628.0368 | 3034.6895 | 5769.9504 | 3346.1991 | 837.6758 | 649.8221
2024-05-27 16:00 | 1619.2559 | 2748.2561 | 3615.7736 | 8763.8969 | 3089.1611 | 5803.4226 | 3296.8662 | 863.5667 | 669.6483
2024-05-27 17:00 | 1683.3433 | 2771.5532 | 3536.1163 | 8793.7019 | 3058.174 | 5737.9737 | 3093.1384 | 876.2724 | 707.4498
2024-05-27 18:00 | 1746.0903 | 3021.4704 | 3717.2448 | 9543.4441 | 3305.2508 | 5926.2183 | 3137.7088 | 952.8344 | 800.018
2024-05-27 19:00 | 1616.2593 | 3019.2947 | 3802.0704 | 9781.7744 | 3315.4073 | 5855.0615 | 3284.4719 | 957.2411 | 756.8315
2024-05-27 20:00 | 1468.7315 | 2845.8185 | 3723.9921 | 9341.5088 | 3130.7687 | 5379.5811 | 3299.3008 | 890.167 | 737.0856
2024-05-27 21:00 | 1283.0886 | 2628.6562 | 3579.0751 | 8535.1231 | 2825.9062 | 4985.5753 | 3286.1382 | 822.1731 | 686.4543
2024-05-27 22:00 | 1112.5861 | 2512.8276 | 3390.6563 | 7537.0571 | 2632.4837 | 4626.9631 | 3194.4729 | 771.3042 | 633.5755
2024-05-27 23:00 | 999.671 | 2401.9808 | 3174.6236 | 6659.6738 | 2418.8125 | 4490.1587 | 3082.9072 | 697.1912 | 597.4818
2024-05-28 | 953.0259 | 2356.9314 | 3102.1861 | 6274.3814 | 2285.7175 | 4330.2862 | 3076.0982 | 680.4041 | 575.331
2024-05-28 01:00 | 926.9114 | 2324.6587 | 3017.7592 | 6098.1903 | 2251.6957 | 4340.0529 | 3072.3004 | 678.554 | 568.7387
2024-05-28 02:00 | 887.7969 | 2341.0292 | 3006.9133 | 6028.8193 | 2157.6614 | 4282.7491 | 3038.3524 | 671.897 | 592.7262
2024-05-28 03:00 | 897.0555 | 2322.0863 | 3013.9396 | 6062.2584 | 2205.731 | 4291.7875 | 2993.6805 | 673.4215 | 567.5401
2024-05-28 04:00 | 971.433 | 2420.5183 | 3109.5475 | 6458.9913 | 2293.9368 | 4464.3154 | 3060.2296 | 696.6012 | 582.5831
2024-05-28 05:00 | 1112.2964 | 2554.3587 | 3290.4 | 7183.3621 | 2504.8936 | 4824.3611 | 3207.3052 | 751.8045 | 604.9726
2024-05-28 06:00 | 1228.8116 | 2592.5754 | 3281.8781 | 7692.91 | 2641.5593 | 5148.8735 | 3220.7573 | 795.0055 | 644.4606
2024-05-28 07:00 | 1313.9812 | 2477.531 | 3233.691 | 8055.4919 | 2616.1991 | 5235.0872 | 3061.5503 | 826.8957 | 658.6223
2024-05-28 08:00 | 1484.7544 | 2546.8813 | 3396.3059 | 8739.7751 | 2924.1291 | 5591.7618 | 3165.4234 | 871.847 | 676.2303
2024-05-28 09:00 | 1506.0305 | 2635.9977 | 3500.3998 | 8911.4777 | 3091.1332 | 5825.1632 | 3244.3635 | 881.3067 | 670.1227
2024-05-28 10:00 | 1498.4025 | 2633.9096 | 3496.8371 | 8726.8221 | 3108.1133 | 5769.4254 | 3222.6421 | 865.6677 | 666.4219
2024-05-28 11:00 | 1435.1189 | 2627.341 | 3487.0497 | 8359.1387 | 3044.5528 | 5621.7923 | 3131.3955 | 812.2759 | 624.6758
2024-05-28 12:00 | 1473.5717 | 2491.9469 | 3479.3113 | 8127.1315 | 2923.562 | 5463.6726 | 3058.9655 | 772.0097 | 634.9789
2024-05-28 13:00 | 1497.812 | 2486.5655 | 3497.6187 | 7906.8703 | 2824.9698 | 5457.12 | 3124.0693 | 784.6222 | 609.0572
2024-05-28 14:00 | 1503.3203 | 2474.4305 | 3378.2155 | 7695.1525 | 2744.5965 | 5438.699 | 3062.942 | 797.4871 | 606.9412
2024-05-28 15:00 | 1519.2253 | 2511.3941 | 3314.6492 | 7876.9895 | 2763.6993 | 5535.6383 | 3094.4908 | 798.3639 | 547.7511
2024-05-28 16:00 | 1553.9739 | 2586.5532 | 3385.843 | 8100.7317 | 2860.713 | 5582.1738 | 3078.8602 | 830.0771 | 613.0069
2024-05-28 17:00 | 1585.2593 | 2701.952 | 3463.9003 | 8484.8936 | 2933.5381 | 5684.5274 | 3085.2239 | 895.9032 | 704.5939
2024-05-28 18:00 | 1656.6389 | 3014.1948 | 3713.8464 | 9426.7732 | 3249.5414 | 5911.8241 | 3251.7032 | 1010.8741 | 794.6568
2024-05-28 19:00 | 1497.5443 | 2929.7952 | 3743.0247 | 9516.7042 | 3208.7897 | 5630.107 | 3332.0644 | 1000.4039 | 776.8349
2024-05-28 20:00 | 1360.8583 | 2701.7438 | 3576.8994 | 8913.1595 | 2941.792 | 5128.2429 | 3221.3162 | 912.3828 | 720.8299
2024-05-28 21:00 | 1252.3556 | 2500.1823 | 3387.515 | 8150.3295 | 2755.1107 | 4656.5834 | 3174.3791 | 830.8469 | 663.3686
2024-05-28 22:00 | 1149.8034 | 2323.104 | 3181.5534 | 7266.2475 | 2463.9226 | 4347.2051 | 3040.115 | 768.2792 | 630.4203
2024-05-28 23:00 | 1096.0458 | 2247.2558 | 3034.5569 | 6484.5807 | 2290.3812 | 4138.2603 | 2963.2112 | 727.9304 | 598.596
2024-05-29 | 1093.8934 | 2250.5481 | 3068.0109 | 6075.7299 | 2214.8817 | 3644.8172 | 2964.0253 | 714.6797 | 578.3353
2024-05-29 01:00 | 1123.8206 | 2273.8805 | 3057.6961 | 6015.1795 | 2192.1295 | 3279.6635 | 2965.7562 | 707.3829 | 594.2363
2024-05-29 02:00 | 1132.6527 | 2213.7934 | 3082.281 | 5816.8036 | 2116.3089 | 3628.1601 | 2877.5758 | 697.9092 | 551.0711
2024-05-29 03:00 | 1104.1175 | 2208.6509 | 3014.0812 | 5758.2823 | 2096.502 | 3922.3153 | 2796.516 | 694.5954 | 545.4348
2024-05-29 04:00 | 1129.4486 | 2243.2783 | 3030.6622 | 6084.4167 | 2164.3685 | 4283.0261 | 2884.8958 | 704.5277 | 580.8707
2024-05-29 05:00 | 1263.6168 | 2352.1215 | 3223.897 | 6799.2856 | 2374.5848 | 4458.2321 | 3059.0844 | 757.3517 | 618.8647
2024-05-29 06:00 | 1329.5209 | 2458.6086 | 3264.0843 | 7286.5096 | 2515.8871 | 4685.6959 | 3038.9649 | 765.7696 | 618.4759
2024-05-29 07:00 | 1385.4537 | 2387.0348 | 3154.3041 | 7554.5019 | 2524.1856 | 4921.1759 | 2808.5661 | 788.6651 | 618.6674
2024-05-29 08:00 | 1460.2398 | 2468.3804 | 3270.2653 | 8240.9387 | 2726.6322 | 5235.0792 | 2864.7148 | 837.0966 | 638.6126
2024-05-29 09:00 | 1497.9302 | 2534.4653 | 3383.0568 | 8552.2203 | 2796.6899 | 5342.4717 | 2920.0998 | 850.2279 | 601.3327
2024-05-29 10:00 | 1435.2303 | 2505.1577 | 3377.0457 | 8444.4482 | 2861.9126 | 5303.6632 | 2912.9897 | 826.8921 | 612.2366
2024-05-29 11:00 | 1394.3711 | 2493.6055 | 3404.3222 | 8307.3448 | 2910.3979 | 4898.1366 | 2937.7114 | 820.4861 | 632.755
2024-05-29 12:00 | 1405.5631 | 2495.903 | 3385.0562 | 8026.6262 | 2815.131 | 4930.8863 | 3029.0057 | 810.3746 | 623.2589
2024-05-29 13:00 | 1344.154 | 2426.6143 | 3324.564 | 7833.5259 | 2710.5919 | 5142.7735 | 2988.0147 | 786.85 | 602.3817
2024-05-29 14:00 | 1308.8513 | 2399.763 | 3249.6478 | 7724.2187 | 2573.4447 | 5183.737 | 2947.1994 | 768.357 | 620.3511
2024-05-29 15:00 | 1336.3338 | 2496.0317 | 3301.4298 | 7930.6419 | 2526.9786 | 5299.5067 | 3005.0035 | 771.8916 | 585.5312
2024-05-29 16:00 | 1368.232 | 2550.508 | 3345.9181 | 8224.8532 | 2580.4523 | 5420.6345 | 2951.5468 | 802.5739 | 565.4414
2024-05-29 17:00 | 1496.9768 | 2690.9693 | 3394.8166 | 8671.1156 | 2681.6648 | 5569.4294 | 3003.6884 | 872.8729 | 635.9622
2024-05-29 18:00 | 1588.6036 | 2925.3533 | 3618.3252 | 9601.5232 | 2972.0904 | 5805.5365 | 3201.5514 | 994.3628 | 754.4576
2024-05-29 19:00 | 1468.216 | 2821.875 | 3671.9357 | 9682.8314 | 2977.2287 | 5620.2576 | 3217.1406 | 989.7342 | 803.2021
2024-05-29 20:00 | 1314.0818 | 2682.8497 | 3630.5424 | 9083.339 | 2717.381 | 5341.8551 | 3237.8273 | 929.7798 | 786.6
2024-05-29 21:00 | 1144.6343 | 2531.5746 | 3502.6248 | 8124.4872 | 2436.0322 | 4976.2522 | 3220.7949 | 843.6786 | 699.4912
2024-05-29 22:00 | 998.6424 | 2438.3746 | 3314.7301 | 7088.02 | 2177.5568 | 4576.5597 | 3166.7088 | 760.5275 | 645.1321
2024-05-29 23:00 | 923.3124 | 2353.4425 | 3110.4296 | 6401.9574 | 1930.7327 | 4377.5614 | 3053.7019 | 705.9848 | 616.1187
2024-05-30 | 889.0574 | 2356.3423 | 3029.3638 | 6074.1679 | 1804.0344 | 4314.2773 | 3069.538 | 689.656 | 613.3785
2024-05-30 01:00 | 879.458 | 2324.0279 | 2954.2713 | 5953.695 | 1763.3189 | 4249.978 | 3154.8551 | 683.7161 | 624.5693
2024-05-30 02:00 | 858.5414 | 2284.4807 | 2955.1002 | 5938.5445 | 1775.0053 | 4182.3271 | 3112.3099 | 672.2615 | 598.358
2024-05-30 03:00 | 866.1709 | 2263.399 | 2943.2841 | 6131.3853 | 1810.1488 | 4259.2154 | 3017.6145 | 665.9342 | 569.827
2024-05-30 04:00 | 958.6166 | 2359.3497 | 2952.3169 | 6769.2911 | 1959.7662 | 4535.6461 | 2986.7627 | 689.277 | 565.3235
2024-05-30 05:00 | 1228.6892 | 2542.5747 | 3110.7779 | 7859.9117 | 2310.9075 | 5042.3933 | 3037.5691 | 804.9639 | 626.204
2024-05-30 06:00 | 1492.5603 | 2550.6628 | 3115.1681 | 8547.8888 | 2578.1691 | 5292.7372 | 2978.7012 | 890.8273 | 661.4173
2024-05-30 07:00 | 1498.2111 | 2460.4015 | 3128.7886 | 9039.4063 | 2770.4963 | 5279.2881 | 3055.2501 | 896.2257 | 694.8582
2024-05-30 08:00 | 1501.5098 | 2473.5622 | 3275.7705 | 9440.0216 | 2962.2357 | 5460.024 | 3183.2657 | 933.1169 | 661.3422
2024-05-30 09:00 | 1546.1398 | 2541.8523 | 3480.3828 | 9884.9355 | 3069.9256 | 5705.4061 | 3365.1489 | 970.1639 | 600.1218
2024-05-30 10:00 | 1559.4776 | 2563.0845 | 3502.2379 | 9869.1306 | 3086.3656 | 5677.8676 | 3403.6933 | 967.5126 | 649.1459
2024-05-30 11:00 | 1525.2841 | 2520.1015 | 3510.0174 | 9560.6792 | 3026.1297 | 5631.7946 | 3407.7049 | 937.7498 | 635.7755
2024-05-30 12:00 | 1493.3756 | 2452.356 | 3483.8396 | 9131.9208 | 3007.3943 | 5654.4162 | 3343.8529 | 893.3515 | 619.7244
2024-05-30 13:00 | 1484.4928 | 2396.3294 | 3422.5919 | 8928.6617 | 2935.0331 | 5700.5893 | 3240.3164 | 872.4561 | 649.4481
2024-05-30 14:00 | 1484.9664 | 2500.6594 | 3377.6409 | 8722.1567 | 2964.1554 | 5607.7889 | 3211.9189 | 855.6497 | 636.9184
2024-05-30 15:00 | 1552.8775 | 2593.0876 | 3396.4696 | 9003.0244 | 3028.2158 | 5774.8881 | 3206.7436 | 870.3471 | 568.7171
2024-05-30 16:00 | 1621.7866 | 2656.7458 | 3397.9541 | 9285.0166 | 3134.8955 | 5811.438 | 3175.0009 | 907.0363 | 612.8844
2024-05-30 17:00 | 1656.8301 | 2649.4304 | 3345.8243 | 9322.0733 | 3045.2409 | 5693.7739 | 3047.9801 | 934.2926 | 714.0894
2024-05-30 18:00 | 1725.7293 | 2949.9616 | 3625.3787 | 10034.6563 | 3315.0975 | 5970.8259 | 3127.2708 | 1035.3184 | 811.2843
2024-05-30 19:00 | 1628.3209 | 2988.5418 | 3767.1221 | 10252.2752 | 3326.9347 | 5965.464 | 3227.9827 | 1043.5447 | 826.2873
2024-05-30 20:00 | 1502.8927 | 2804.2301 | 3628.1111 | 9662.2648 | 3071.033 | 5630.1311 | 3302.8574 | 959.2833 | 771.2826
2024-05-30 21:00 | 1311.3969 | 2554.0524 | 3443.6302 | 8752.1515 | 2791.851 | 5171.2376 | 3298.8404 | 875.3126 | 701.6897
2024-05-30 22:00 | 1113.0321 | 2470.0499 | 3279.1887 | 7606.5339 | 2475.996 | 4791.2409 | 3241.288 | 802.9491 | 656.632
2024-05-30 23:00 | 1014.1801 | 2374.81 | 3137.578 | 6667.3558 | 2322.749 | 4458.7755 | 3163.1246 | 736.7604 | 615.4297
2024-05-31 | 952.2526 | 2414.2696 | 3162.809 | 6461.0118 | 2307.7093 | 4512.092 | 3218.7993 | 725.5185 | 610.1503
2024-05-31 01:00 | 990.8641 | 2374.0451 | 3078.1431 | 6334.4138 | 2172.452 | 4470.3837 | 3116.8699 | 711.1163 | 605.9127
2024-05-31 02:00 | 1052.4881 | 2349.2663 | 3030.4497 | 6318.5106 | 2167.1426 | 4445.204 | 3113.1295 | 703.796 | 590.236
2024-05-31 03:00 | 1072.0277 | 2322.0959 | 3050.2675 | 6552.9457 | 2131.3682 | 4510.5975 | 3038.4294 | 705.4359 | 578.0341
2024-05-31 04:00 | 1191.2646 | 2407.0311 | 3021.3306 | 7193.28 | 2236.8108 | 4805.4447 | 2939.3934 | 746.8422 | 567.586
2024-05-31 05:00 | 1432.7431 | 2544.2501 | 3102.4665 | 8096.4348 | 2519.544 | 5177.2221 | 2980.053 | 863.4246 | 618.783
2024-05-31 06:00 | 1614.2506 | 2492.7936 | 3108.4399 | 8737.647 | 2747.9114 | 5353.7536 | 2964.3862 | 951.7239 | 656.612
2024-05-31 07:00 | 1622.8039 | 2391.3145 | 3121.265 | 9066.986 | 2884.6178 | 5417.826 | 2975.2614 | 944.4606 | 664.5368
2024-05-31 08:00 | 1620.5377 | 2426.1299 | 3246.2145 | 9433.2427 | 3042.4547 | 5597.1034 | 3078.0285 | 960.3352 | 637.8106
2024-05-31 09:00 | 1660.2519 | 2581.1346 | 3406.9918 | 9785.8582 | 3207.6209 | 5845.4371 | 3277.4212 | 989.2742 | 586.0223
2024-05-31 10:00 | 1698.8919 | 2605.8352 | 3423.4086 | 9656.1502 | 3152.3005 | 5730.9234 | 3388.4483 | 985.9721 | 559.9545
2024-05-31 11:00 | 1705.1697 | 2569.1971 | 3406.9237 | 9427.3178 | 3128.3615 | 5655.3886 | 3361.9507 | 941.6944 | 595.6353
2024-05-31 12:00 | 1688.852 | 2506.1741 | 3339.7535 | 9075.4821 | 3059.8842 | 5548.0123 | 3332.0461 | 898.7295 | 620.153
2024-05-31 13:00 | 1649.3904 | 2520.662 | 3374.1763 | 8973.6648 | 2995.4061 | 5564.7407 | 3284.2887 | 881.1363 | 637.2958
2024-05-31 14:00 | 1625.0422 | 2528.5917 | 3377.2819 | 8968.3231 | 2996.3538 | 5574.1919 | 3282.29 | 878.2672 | 586.1404
2024-05-31 15:00 | 1636.4298 | 2563.2973 | 3425.2638 | 9149.203 | 3076.0492 | 5718.951 | 3271.5221 | 889.2431 | 585.9279
2024-05-31 16:00 | 1617.6619 | 2661.8774 | 3507.8752 | 9401.795 | 3155.2309 | 5812.7538 | 3243.3641 | 916.1629 | 655.7006
2024-05-31 17:00 | 1641.4258 | 2712.1685 | 3451.4358 | 9408.3609 | 3083.3185 | 5709.8037 | 3061.4969 | 936.8382 | 669.7867
2024-05-31 18:00 | 1723.5783 | 2921.2779 | 3648.7354 | 10131.9501 | 3297.7633 | 5963.3555 | 3177.4359 | 1029.5705 | 718.1482
2024-05-31 19:00 | 1633.451 | 2886.4155 | 3792.0448 | 10422.0304 | 3318.017 | 5898.4369 | 3298.1767 | 1033.0824 | 763.3713
2024-05-31 20:00 | 1510.8787 | 2692.4031 | 3647.5942 | 9936.3185 | 3062.6343 | 5596.115 | 3286.5858 | 948.6348 | 697.0011
2024-05-31 21:00 | 1328.9426 | 2540.366 | 3483.0962 | 8938.9109 | 2810.3925 | 5196.0811 | 3269.8122 | 872.0311 | 640.4973
2024-05-31 22:00 | 1202.7944 | 2435.3928 | 3365.0659 | 7797.0642 | 2486.109 | 4801.9865 | 3267.6401 | 813.7741 | 592.2311
2024-05-31 23:00 | 1124.6313 | 2314.7732 | 3214.91 | 6925.172 | 2250.5186 | 4542.3752 | 3155.9607 | 754.7305 | 557.3015
2024-06-01 | 1115.2495 | 2271.5522 | 3205.7144 | 6402.0523 | 2171.4022 | 4382.2917 | 3133.8564 | 724.0997 | 523.6376
2024-06-01 01:00 | 1091.2799 | 2291.8952 | 3148.7388 | 6181.3319 | 2136.6983 | 4302.8103 | 3095.8743 | 711.9715 | 536.2925
2024-06-01 02:00 | 1105.0671 | 2315.8072 | 3163.69 | 6236.7678 | 2104.5463 | 4345.0913 | 3053.2384 | 712.5462 | 532.6568
2024-06-01 03:00 | 1115.748 | 2246.5201 | 3042.4053 | 6482.588 | 2122.8959 | 4431.8599 | 3025.9101 | 709.9182 | 521.3994
2024-06-01 04:00 | 1178.9543 | 2373.1048 | 3059.4864 | 7189.1195 | 2253.3659 | 4644.137 | 3002.3312 | 743.8934 | 521.0729
2024-06-01 05:00 | 1426.5667 | 2568.1988 | 3184.4282 | 8126.0078 | 2552.9083 | 5148.1252 | 2958.4683 | 858.2781 | 572.1625
2024-06-01 06:00 | 1615.5044 | 2518.4012 | 3168.1909 | 8733.068 | 2748.2241 | 5307.0304 | 2853.7797 | 923.2829 | 644.2082
2024-06-01 07:00 | 1615.2377 | 2375.3658 | 3122.3453 | 8996.6222 | 2946.1732 | 5293.2253 | 2940.049 | 908.4529 | 660.3859
2024-06-01 08:00 | 1662.1618 | 2413.7416 | 3155.0391 | 9416.2227 | 3078.3108 | 5437.0588 | 3065.4143 | 937.1071 | 639.5267
2024-06-01 09:00 | 1728.8591 | 2463.4146 | 3211.7087 | 9805.6544 | 3289.7192 | 5717.5014 | 3271.5822 | 965.252 | 623.2549
2024-06-01 10:00 | 1718.1415 | 2534.594 | 3253.1835 | 9820.5781 | 3259.2546 | 5729.4017 | 3346.0546 | 930.7886 | 689.7026
2024-06-01 11:00 | 1714.4539 | 2529.6238 | 3398.784 | 9563.055 | 3219.4449 | 5593.4039 | 3385.1953 | 895.8619 | 705.7575
2024-06-01 12:00 | 1645.9165 | 2539.4142 | 3384.7495 | 9264.5587 | 3163.1723 | 5528.174 | 3362.0725 | 855.2767 | 685.2263
2024-06-01 13:00 | 1580.0234 | 2497.4202 | 3385.8639 | 9175.8718 | 2985.1008 | 5493.565 | 3337.6876 | 848.6028 | 666.8837
2024-06-01 14:00 | 1540.7368 | 2422.5177 | 3346.1967 | 9038.9669 | 3026.1721 | 5416.5189 | 3275.4097 | 825.3932 | 682.6394
2024-06-01 15:00 | 1579.9233 | 2497.445 | 3372.4942 | 9225.0239 | 3031.1393 | 5595.1938 | 3216.2806 | 877.1172 | 687.8509
2024-06-01 16:00 | 1598.6745 | 2627.3782 | 3428.0847 | 9450.6215 | 3086.2533 | 5722.0411 | 3162.3795 | 909.2061 | 656.6229
2024-06-01 17:00 | 1651.6525 | 2671.0699 | 3305.7612 | 9365.35 | 2983.367 | 5707.6196 | 3020.6897 | 926.0435 | 717.8783
2024-06-01 18:00 | 1746.0265 | 2871.7909 | 3394.5478 | 10087.8336 | 3188.1442 | 5888.3812 | 3060.3843 | 1012.6688 | 797.7982
2024-06-01 19:00 | 1620.8696 | 2817.2537 | 3534.6111 | 10242.2053 | 3261.2961 | 5792.4323 | 3164.6014 | 1029.1214 | 833.8582
2024-06-01 20:00 | 1484.6344 | 2682.904 | 3420.1126 | 9791.5409 | 3019.5691 | 5520.6905 | 3221.3255 | 966.3582 | 763.3084
2024-06-01 21:00 | 1327.504 | 2510.734 | 3346.3358 | 8931.4599 | 2749.7418 | 5099.3517 | 3227.1617 | 881.6343 | 707.1923
2024-06-01 22:00 | 1186.0605 | 2380.6087 | 3193.6389 | 7675.4598 | 2466.162 | 4704.8135 | 3164.9332 | 811.7879 | 651.2135
2024-06-01 23:00 | 1087.8112 | 2292.747 | 3072.5692 | 6788.3877 | 2211.3484 | 4538.2133 | 3052.5574 | 749.1389 | 580.3525
2024-06-02 | 980.7388 | 2221.4755 | 3023.09 | 6402.6603 | 2119.6452 | 4414.5974 | 3055.1674 | 720.2691 | 590.0057
2024-06-02 01:00 | 955.1147 | 2229.5226 | 2993.2089 | 6283.7284 | 2049.3868 | 4361.7105 | 3068.6656 | 721.5768 | 581.999
2024-06-02 02:00 | 966.1107 | 2216.5567 | 2958.9431 | 6292.5896 | 2045.4944 | 4464.4118 | 3057.9627 | 709.4505 | 563.4758
2024-06-02 03:00 | 953.117 | 2176.7758 | 2955.2369 | 6442.9008 | 2000.1675 | 4481.7672 | 3000.6154 | 701.6545 | 539.3483
2024-06-02 04:00 | 1041.9549 | 2250.6154 | 2999.9559 | 7119.8221 | 2145.9877 | 4762.3582 | 2962.2918 | 732.7463 | 550.5808
2024-06-02 05:00 | 1288.0872 | 2471.9273 | 3101.9517 | 8159.938 | 2495.627 | 5237.6981 | 2969.8004 | 864.7991 | 595.6331
2024-06-02 06:00 | 1521.7645 | 2437.286 | 2891.6929 | 8643.7407 | 2697.1388 | 5584.691 | 2775.3933 | 937.956 | 671.2416
2024-06-02 07:00 | 1512.3673 | 2381.4144 | 2920.5669 | 9080.8725 | 2852.9455 | 5547.3954 | 2798.5223 | 950.0877 | 684.6425
2024-06-02 08:00 | 1615.9407 | 2396.1528 | 2983.3674 | 9573.167 | 3001.9554 | 5718.3054 | 2856.8478 | 987.5882 | 682.4883
2024-06-02 09:00 | 1718.3422 | 2477.2794 | 3409.6644 | 9976.1336 | 3258.3306 | 5897.941 | 3040.5893 | 1003.0772 | 671.8606
2024-06-02 10:00 | 1739.0747 | 2502.0202 | 3553.6199 | 10046.0028 | 3202.921 | 5964.5412 | 3098.8788 | 995.3181 | 711.7112
2024-06-02 11:00 | 1698.0869 | 2569.4341 | 3543.4856 | 9715.9952 | 3287.5576 | 5929.6713 | 3065.1175 | 957.6558 | 702.4809
2024-06-02 12:00 | 1639.6696 | 2525.4618 | 3571.8186 | 9385.5005 | 3183.8766 | 5849.1145 | 3070.3394 | 917.9672 | 699.1164
2024-06-02 13:00 | 1596.876 | 2479.8783 | 3545.5588 | 9414.4486 | 3226.599 | 5605.9732 | 3124.5875 | 916.9745 | 696.2655
2024-06-02 14:00 | 1573.9408 | 2441.6117 | 3486.5508 | 9166.2737 | 3203.5327 | 5880.9244 | 3141.1105 | 906.706 | 694.8379
2024-06-02 15:00 | 1611.0924 | 2519.9179 | 3492.0292 | 9398.798 | 3280.3371 | 6063.5119 | 3138.4503 | 924.7691 | 646.1467
2024-06-02 16:00 | 1666.5802 | 2611.2481 | 3499.2596 | 9530.9978 | 3283.7548 | 6179.8467 | 3108.9867 | 925.2139 | 682.1398
2024-06-02 17:00 | 1775.0234 | 2623.0052 | 3175.1203 | 9449.9911 | 3213.7184 | 6083.3175 | 2920.7381 | 940.0321 | 718.5548
2024-06-02 18:00 | 1872.4811 | 2917.3819 | 3465.3199 | 10331.5952 | 3418.9986 | 6251.2127 | 3059.8951 | 1059.6174 | 845.6621
2024-06-02 19:00 | 1752.1908 | 2897.5554 | 3777.7238 | 10618.2243 | 3372.915 | 6124.4532 | 3194.8256 | 1063.2682 | 859.4622
2024-06-02 20:00 | 1567.6685 | 2721.9391 | 3727.9101 | 10112.6615 | 3159.6135 | 5785.278 | 3118.0012 | 994.1919 | 785.5047
2024-06-02 21:00 | 1384.0001 | 2528.3335 | 3618.4867 | 9232.1063 | 2880.1554 | 5376.4322 | 3060.3442 | 916.7648 | 736.0281
2024-06-02 22:00 | 1182.9083 | 2396.812 | 3426.723 | 8089.1072 | 2501.096 | 5021.3421 | 3052.8818 | 844.0731 | 675.9356
2024-06-02 23:00 | 1075.7795 | 2254.5403 | 3275.9774 | 7158.5035 | 2320.8965 | 4793.4015 | 2976.6624 | 773.0263 | 627.4651
2024-06-03 | 1019.9065 | 2176.3428 | 3175.8329 | 6753.7396 | 2213.4743 | 4632.6863 | 2973.7387 | 727.3837 | 596.9929
2024-06-03 01:00 | 1018.8357 | 2165.7329 | 3076.3383 | 6588.2219 | 2215.8522 | 4670.891 | 2987.8848 | 726.5844 | 608.9614
2024-06-03 02:00 | 1004.9559 | 2153.9071 | 3056.9663 | 6585.5997 | 2261.3803 | 4609.0296 | 2959.392 | 712.8254 | 601.6743
2024-06-03 03:00 | 1004.5855 | 2190.4485 | 3042.0747 | 6732.3365 | 2241.0099 | 4678.0695 | 2906.1846 | 716.7906 | 583.3254
2024-06-03 04:00 | 1094.5466 | 2291.2043 | 3086.4775 | 7369.2634 | 2388.2928 | 4963.242 | 2838.18 | 723.8741 | 592.873
2024-06-03 05:00 | 1324.9704 | 2450.2325 | 3230.184 | 8330.0986 | 2669.5597 | 5438.6459 | 2907.9224 | 817.302 | 643.5103
2024-06-03 06:00 | 1569.9156 | 2501.3645 | 2932.6303 | 8958.0917 | 2939.694 | 5722.0699 | 2864.8943 | 899.0809 | 702.9737
2024-06-03 07:00 | 1563.1381 | 2430.8866 | 2973.1137 | 9416.0302 | 3088.7143 | 5791.0668 | 2897.6176 | 929.7184 | 737.3089
2024-06-03 08:00 | 1610.7473 | 2463.2461 | 3091.9972 | 9943.4309 | 3272.2509 | 6067.6991 | 3095.103 | 984.4408 | 726.0643
2024-06-03 09:00 | 1685.8923 | 2607.2666 | 3502.6966 | 10297.3324 | 3468.2049 | 6230.2877 | 3295.8883 | 1006.6932 | 670.9834
2024-06-03 10:00 | 1672.6011 | 2655.4321 | 3649.3555 | 10084.7159 | 3423.8479 | 6174.1645 | 3296.0446 | 986.5315 | 751.7889
2024-06-03 11:00 | 1677.5739 | 2689.0357 | 3665.5144 | 9713.0503 | 3315.8299 | 6140.9424 | 3251.9142 | 949.2254 | 747.1344
2024-06-03 12:00 | 1658.545 | 2690.616 | 3585.6328 | 9311.6613 | 3265.6442 | 5996.2914 | 3226.6592 | 912.5437 | 719.3633
2024-06-03 13:00 | 1636.729 | 2664.0023 | 3634.2441 | 9050.0554 | 3172.9132 | 5931.9164 | 3206.3255 | 881.8897 | 712.3155
2024-06-03 14:00 | 1608.9595 | 2657.7783 | 3599.5551 | 8836.8534 | 3164.975 | 5916.8708 | 3143.5064 | 873.3495 | 721.4714
2024-06-03 15:00 | 1627.7414 | 2695.3811 | 3582.8056 | 8965.458 | 3104.6699 | 6097.344 | 3165.3155 | 889.0155 | 754.6121
2024-06-03 16:00 | 1659.2729 | 2800.105 | 3617.5178 | 9259.5099 | 3070.2777 | 6218.4384 | 3155.2893 | 909.6316 | 700.5758
2024-06-03 17:00 | 1734.0746 | 2833.7724 | 3286.4602 | 9293.8932 | 3073.4943 | 6144.8397 | 3031.7563 | 931.5214 | 745.1296
2024-06-03 18:00 | 1824.5536 | 2962.2679 | 3520.8941 | 10032.9578 | 3326.327 | 6314.2361 | 3181.0927 | 1019.1257 | 848.6519
2024-06-03 19:00 | 1729.3806 | 2932.3971 | 3843.1151 | 10358.76 | 3354.8842 | 6245.2509 | 3210.1271 | 1027.9511 | 865.0566
2024-06-03 20:00 | 1573.249 | 2821.1478 | 3673.4651 | 9893.1998 | 3165.6989 | 5817.7183 | 3158.7146 | 955.5394 | 808.79
2024-06-03 21:00 | 1397.7111 | 2636.2824 | 3513.916 | 9052.2058 | 2924.3622 | 5413.1336 | 3124.9247 | 880.0607 | 727.3172
2024-06-03 22:00 | 1216.0304 | 2504.3053 | 3293.8549 | 7936.6075 | 2608.4154 | 5008.697 | 3047.2947 | 806.5755 | 678.8603
2024-06-03 23:00 | 1143.8765 | 2380.3048 | 3166.7748 | 7133.9639 | 2408.9164 | 4823.4216 | 2940.1711 | 753.5299 | 641.0147
2024-06-04 | 1097.2998 | 2319.7936 | 3107.6284 | 6641.8761 | 2205.641 | 4689.2331 | 2975.4317 | 725.6295 | 629.0669
2024-06-04 01:00 | 1112.456 | 2312.6702 | 3033.7008 | 6525.4706 | 2143.2709 | 4625.4433 | 2991.2784 | 722.5286 | 622.5556
2024-06-04 02:00 | 1127.8071 | 2301.2647 | 3044.8051 | 6497.2413 | 2083.8544 | 4596.2695 | 2971.7298 | 699.3711 | 609.471
2024-06-04 03:00 | 1164.372 | 2297.2857 | 3024.5483 | 6491.3858 | 2117.5743 | 4631.3924 | 2950.1771 | 702.1338 | 605.8789
2024-06-04 04:00 | 1295.3216 | 2420.0805 | 3111.9688 | 6863.4413 | 2171.7386 | 4908.6293 | 2962.3553 | 723.7849 | 638.1271
2024-06-04 05:00 | 1403.523 | 2556.9201 | 3309.1285 | 7543.3616 | 2309.8544 | 5277.4355 | 3068.2179 | 780.9713 | 690.4944
2024-06-04 06:00 | 1488.9386 | 2643.9055 | 3256.1872 | 8090.0381 | 2530.1063 | 5445.6243 | 3069.4249 | 818.2276 | 693.2109
2024-06-04 07:00 | 1491.6005 | 2565.1338 | 3227.1636 | 8489.8781 | 2537.6928 | 5557.2347 | 3003.0135 | 854.1836 | 699.6138
2024-06-04 08:00 | 1559.5347 | 2644.7668 | 3394.367 | 9221.2795 | 2809.0798 | 5808.7228 | 3149.7587 | 909.5057 | 771.7771
2024-06-04 09:00 | 1597.4328 | 2721.9054 | 3518.9527 | 9425.0389 | 2960.8924 | 5964.239 | 3244.8032 | 922.2386 | 768.2486
2024-06-04 10:00 | 1621.1553 | 2720.752 | 3545.5527 | 9216.4153 | 2862.1334 | 5832.1285 | 3258.9861 | 897.1646 | 878.9569
2024-06-04 11:00 | 1632.5223 | 2650.7178 | 3532.4398 | 9043.6654 | 2794.4485 | 5837.0398 | 3279.0504 | 875.6785 | 893.3602
2024-06-04 12:00 | 1585.1893 | 2655.1075 | 3494.8893 | 8830.4286 | 2744.1017 | 5718.9566 | 3277.871 | 845.9105 | 751.0649
2024-06-04 13:00 | 1574.8997 | 2615.341 | 3538.8032 | 8647.1529 | 2670.6505 | 5654.434 | 3256.8605 | 847.8688 | 752.7562
2024-06-04 14:00 | 1551.0262 | 2580.0828 | 3482.1347 | 8525.225 | 2672.2234 | 5605.742 | 3196.3197 | 840.4097 | 778.6421
2024-06-04 15:00 | 1586.5579 | 2606.396 | 3509.0306 | 8700.2807 | 2795.0716 | 5738.7618 | 3176.3637 | 847.3499 | 728.5075
2024-06-04 16:00 | 1600.6742 | 2648.568 | 3487.1906 | 8847.9768 | 2856.6407 | 5782.9402 | 3080.2788 | 871.0643 | 755.439
2024-06-04 17:00 | 1724.9919 | 2818.5655 | 3573.4699 | 9323.5389 | 2832.7274 | 5997.1865 | 3004.7665 | 927.2144 | 792.8685
2024-06-04 18:00 | 1763.8322 | 3055.3395 | 3862.2186 | 10198.4075 | 3054.1069 | 6372.28 | 3157.6304 | 1047.3931 | 868.787
2024-06-04 19:00 | 1582.4344 | 2973.5707 | 3755.0043 | 10195.125 | 2940.432 | 6176.3039 | 3203.3912 | 1042.9408 | 882.8273
2024-06-04 20:00 | 1458.5071 | 2704.9603 | 3682.5888 | 9593.2081 | 2638.3706 | 5704.6125 | 3117.6012 | 962.2843 | 803.9213
2024-06-04 21:00 | 1374.5998 | 2492.7164 | 3481.7568 | 8720.397 | 2490.5668 | 5282.618 | 3056.5499 | 887.6803 | 721.1397
2024-06-04 22:00 | 1343.3398 | 2380.1177 | 3292.6826 | 7810.1213 | 2231.7696 | 4961.1778 | 2946.5885 | 811.9652 | 707.8908
2024-06-04 23:00 | 1256.4094 | 2273.3111 | 3158.2035 | 7039.3772 | 2110.9718 | 4757.4159 | 2825.2048 | 756.6002 | 666.9728
2024-06-05 | 1207.7315 | 2237.4729 | 3072.9236 | 6597.0815 | 2019.0775 | 4599.4971 | 2753.5878 | 723.9679 | 654.2117
2024-06-05 01:00 | 1181.6085 | 2241.6079 | 2974.4916 | 6440.5406 | 2020.2048 | 4546.1908 | 2748.9713 | 696.0191 | 647.1795
2024-06-05 02:00 | 1119.6428 | 2217.4045 | 2942.6026 | 6206.8386 | 2111.1875 | 4557.36 | 2741.9002 | 679.1166 | 637.514
2024-06-05 03:00 | 1058.9916 | 2190.6921 | 2962.926 | 6246.9753 | 2094.6895 | 4555.197 | 2754.2733 | 688.1176 | 636.6193
2024-06-05 04:00 | 1142.3174 | 2266.3224 | 3070.0145 | 6610.5861 | 2243.2492 | 4797.1855 | 2799.5279 | 701.0059 | 649.1827
2024-06-05 05:00 | 1180.0877 | 2424.065 | 3240.5994 | 7232.1099 | 2455.0968 | 5175.1832 | 2960.2431 | 754.1037 | 672.2477
2024-06-05 06:00 | 1330.1911 | 2503.9386 | 3252.3476 | 7698.5757 | 2535.1882 | 5375.2446 | 2935.8841 | 774.3033 | 621.5269
2024-06-05 07:00 | 1402.7398 | 2443.4118 | 3139.9729 | 8048.2402 | 2566.6639 | 5438.1888 | 2720.3683 | 810.5846 | 664.2573
2024-06-05 08:00 | 1447.9134 | 2522.832 | 3268.4027 | 8746.4487 | 2844.3103 | 5629.3548 | 2776.3823 | 881.3865 | 697.2837
2024-06-05 09:00 | 1470.2458 | 2616.3048 | 3375.6182 | 9067.2767 | 3057.6747 | 5748.9943 | 2855.0266 | 893.3001 | 725.9896
2024-06-05 10:00 | 1435.0728 | 2584.8555 | 3336.1035 | 8995.9387 | 3174.016 | 5702.7264 | 2872.8599 | 873.5288 | 708.4217
2024-06-05 11:00 | 1385.6769 | 2507.3758 | 3367.4008 | 8567.6525 | 3101.8277 | 5534.1139 | 2866.2498 | 844.9744 | 722.539
2024-06-05 12:00 | 1364.9066 | 2460.4569 | 3336.4634 | 8368.5413 | 2973.9944 | 5395.0111 | 2881.5333 | 828.533 | 769.9768
2024-06-05 13:00 | 1354.9218 | 2433.619 | 3341.016 | 8280.3663 | 2901.5117 | 5421.7799 | 2871.5049 | 836.3571 | 768.4798
2024-06-05 14:00 | 1386.603 | 2444.0025 | 3274.0027 | 8150.6512 | 2757.2811 | 5438.3774 | 2813.9013 | 820.3709 | 758.4368
2024-06-05 15:00 | 1420.8468 | 2461.247 | 3333.4529 | 8268.245 | 2775.322 | 5515.936 | 2839.9092 | 825.2852 | 681.1353
2024-06-05 16:00 | 1458.4876 | 2530.7551 | 3405.4903 | 8621.5579 | 2801.2918 | 5659.0452 | 2849.0931 | 857.3279 | 690.3013
2024-06-05 17:00 | 1586.5415 | 2673.8957 | 3441.9526 | 9169.5929 | 2934.1666 | 5892.3005 | 2863.8822 | 917.4838 | 737.3358
2024-06-05 18:00 | 1679.4204 | 2929.6907 | 3559.4169 | 10045.6682 | 3227.5356 | 6111.4163 | 3138.5486 | 1036.3866 | 834.1944
2024-06-05 19:00 | 1547.9447 | 2863.7737 | 3554.2584 | 10256.4043 | 3223.9576 | 6008.4729 | 3215.9898 | 1049.717 | 829.8567
2024-06-05 20:00 | 1392.3836 | 2706.4921 | 3532.0167 | 9585.7858 | 2990.7519 | 5573.567 | 3170.8973 | 972.8277 | 790.6337
2024-06-05 21:00 | 1218.5782 | 2544.2008 | 3355.456 | 8443.8935 | 2704.0755 | 5157.3701 | 3144.3663 | 870.5644 | 691.0196
2024-06-05 22:00 | 1085.479 | 2426.3097 | 3223.973 | 7391.4041 | 2413.068 | 4827.82 | 3067.8276 | 792.844 | 642.651
2024-06-05 23:00 | 1020.017 | 2360.4502 | 3138.8489 | 6713.9618 | 2244.9618 | 4581.6048 | 2859.7825 | 739.5311 | 604.7479
2024-06-06 | 981.4922 | 2316.6093 | 3063.6584 | 6314.752 | 2123.7778 | 4532.7974 | 2964.4887 | 711.708 | 608.6568
2024-06-06 01:00 | 954.6846 | 2332.8728 | 3028.8604 | 6222.1779 | 2000.2542 | 4570.8489 | 3021.4081 | 717.8328 | 612.5261
2024-06-06 02:00 | 952.6074 | 2285.2408 | 3034.1143 | 6257.4441 | 1986.1894 | 4574.3286 | 3020.6147 | 718.7673 | 595.3275
2024-06-06 03:00 | 944.4142 | 2280.765 | 2972.8811 | 6591.0423 | 2006.5055 | 4603.0086 | 2948.8485 | 718.4337 | 571.0175
2024-06-06 04:00 | 1039.0532 | 2383.2399 | 2992.6558 | 7229.7677 | 2153.3249 | 4936.2989 | 2941.6894 | 748.7527 | 577.2085
2024-06-06 05:00 | 1292.8083 | 2558.0235 | 3133.8857 | 8242.6873 | 2474.7641 | 5314.6404 | 2977.754 | 864.3709 | 642.6504
2024-06-06 06:00 | 1562.8393 | 2508.6941 | 2887.1308 | 8984.0802 | 2764.8392 | 5694.2594 | 2967.5006 | 938.3641 | 698.8158
2024-06-06 07:00 | 1537.437 | 2425.3949 | 2902.3884 | 9383.1462 | 2937.6189 | 5727.6227 | 3020.9666 | 953.0607 | 717.7105
2024-06-06 08:00 | 1568.9 | 2447.2446 | 3089.6234 | 9849.9623 | 3136.1054 | 5904.359 | 3180.9214 | 977.9877 | 723.5993
2024-06-06 09:00 | 1615.7542 | 2655.49 | 3434.6999 | 10090.4147 | 3319.5631 | 6072.2433 | 3290.2074 | 969.6858 | 684.9359
2024-06-06 10:00 | 1615.3054 | 2721.3611 | 3517.9629 | 10013.5028 | 3270.7679 | 6027.0826 | 3359.6989 | 954.2573 | 741.809
2024-06-06 11:00 | 1580.5951 | 2696.3966 | 3478.601 | 9763.0806 | 3304.6217 | 6083.6419 | 3383.9166 | 921.6807 | 736.8328
2024-06-06 12:00 | 1534.1721 | 2660.2977 | 3385.4804 | 9311.5683 | 3204.9932 | 5889.6137 | 3337.4663 | 886.5119 | 763.4219
2024-06-06 13:00 | 1491.9757 | 2592.2703 | 3393.9934 | 9136.8263 | 3184.2522 | 5905.3324 | 3290.3566 | 880.1559 | 747.5393
2024-06-06 14:00 | 1502.4596 | 2603.5856 | 3395.0816 | 9066.3164 | 3185.6017 | 5926.2106 | 3204.9726 | 878.3378 | 750.3833
2024-06-06 15:00 | 1559.9757 | 2674.1869 | 3438.047 | 9278.333 | 3232.5179 | 6043.4761 | 3156.8217 | 894.904 | 725.2539
2024-06-06 16:00 | 1603.1518 | 2756.433 | 3493.5801 | 9493.261 | 3353.6542 | 6179.6486 | 3170.5237 | 926.9531 | 905.8094
2024-06-06 17:00 | 1617.866 | 2751.6391 | 3180.3267 | 9608.0801 | 3280.4986 | 6209.5464 | 3008.206 | 927.7306 | 872.7455
2024-06-06 18:00 | 1636.2324 | 3003.7369 | 3502.506 | 10194.4142 | 3530.8898 | 6346.3593 | 3157.6861 | 1023.3948 | 939.7123
2024-06-06 19:00 | 1555.7827 | 3046.8671 | 3748.2545 | 10304.3854 | 3549.9762 | 6121.0381 | 3228.563 | 1038.0445 | 964.1257
2024-06-06 20:00 | 1408.3841 | 2892.4034 | 3679.7493 | 9761.7276 | 3296.8572 | 5737.3229 | 3180.0977 | 954.882 | 913.2443
2024-06-06 21:00 | 1280.6437 | 2640.8153 | 3490.7152 | 9011.3573 | 2949.7847 | 5189.8579 | 3189.1485 | 876.9161 | 879.6802
2024-06-06 22:00 | 1157.1985 | 2483.4885 | 3334.3947 | 7735.9286 | 2599.4901 | 4832.0586 | 3106.1825 | 804.2537 | 844.6968
2024-06-06 23:00 | 1146.8765 | 2333.7746 | 3187.3179 | 6850.6961 | 2372.632 | 4569.9603 | 3007.1773 | 741.9964 | 803.6562
2024-06-07 | 1111.989 | 2315.4002 | 3154.6229 | 6379.0219 | 2279.8844 | 4524.4713 | 3003.9625 | 714.2795 | 797.6466
2024-06-07 01:00 | 1121.5833 | 2276.036 | 3071.1138 | 6273.4942 | 2238.6311 | 4480.9492 | 3013.6654 | 691.9246 | 768.7737
2024-06-07 02:00 | 1090.7117 | 2267.2689 | 2966.0177 | 6272.8045 | 2186.4776 | 4468.897 | 2973.7397 | 701.2029 | 778.9065
2024-06-07 03:00 | 1039.5347 | 2238.7137 | 2946.2307 | 6535.7493 | 2201.3154 | 4528.0973 | 2906.3057 | 706.0329 | 829.8297
2024-06-07 04:00 | 923.9082 | 2360.6164 | 2979.9666 | 7219.2535 | 2348.037 | 4771.9734 | 2859.9879 | 747.9421 | 809.4976
2024-06-07 05:00 | 1183.3481 | 2517.2279 | 3117.1519 | 8265.52 | 2630.2827 | 5319.0957 | 2923.2851 | 859.4654 | 860.6102
2024-06-07 06:00 | 1551.269 | 2454.4045 | 2824.4896 | 8928.4735 | 2937.6974 | 5651.9843 | 2912.0893 | 943.8467 | 943.1212
2024-06-07 07:00 | 1504.434 | 2332.5205 | 2799.9648 | 9385.9842 | 3113.1371 | 5642.6138 | 2907.9385 | 951.0283 | 962.241
2024-06-07 08:00 | 1460.3451 | 2415.1053 | 2902.2813 | 9747.1787 | 3213.3706 | 5754.9222 | 3032.1172 | 984.6044 | 858.8792
2024-06-07 09:00 | 1521.416 | 2602.7513 | 3291.1572 | 9897.4 | 3226.3267 | 5773.9945 | 3198.6749 | 988.9645 | 731.3338
2024-06-07 10:00 | 1741.9161 | 2587.9337 | 3354.4584 | 9763.6215 | 3193.8334 | 5795.7674 | 3186.298 | 973.2292 | 679.4173
2024-06-07 11:00 | 1721.5692 | 2563.5195 | 3361.4236 | 9340.8662 | 3147.7134 | 5747.6475 | 3155.2847 | 940.29 | 755.9016
2024-06-07 12:00 | 1710.9017 | 2594.3649 | 3305.8983 | 9088.6639 | 3098.0288 | 5747.8701 | 3062.4003 | 910.4146 | 730.3038
2024-06-07 13:00 | 1693.7586 | 2522.2304 | 3347.1999 | 8946.4224 | 2991.3093 | 5752.7818 | 3011.7745 | 888.5181 | 708.4149
2024-06-07 14:00 | 1705.919 | 2512.7279 | 3256.8129 | 8836.8706 | 2993.0584 | 5684.9424 | 3024.4836 | 871.6848 | 662.1524
2024-06-07 15:00 | 1732.08 | 2637.8047 | 3280.4562 | 9019.7692 | 3034.6373 | 5796.5294 | 2967.6439 | 884.6544 | 697.888
2024-06-07 16:00 | 1716.7279 | 2659.4756 | 3320.2866 | 9228.1457 | 3172.2137 | 5873.2952 | 2970.1573 | 910.453 | 671.5299
2024-06-07 17:00 | 1797.7849 | 2686.0064 | 3079.3763 | 9486.3186 | 3023.1472 | 5858.6529 | 2871.8059 | 938.008 | 741.445
2024-06-07 18:00 | 1892.371 | 2850.9423 | 3418.0822 | 10322.0983 | 3216.8873 | 6133.3565 | 3014.2731 | 1048.6791 | 817.876
2024-06-07 19:00 | 1818.2721 | 2996.5277 | 3671.8038 | 10412.1093 | 3142.0866 | 6089.3423 | 3131.8854 | 1058.9726 | 807.2414
2024-06-07 20:00 | 1684.5395 | 2844.2524 | 3584.0113 | 9951.5266 | 2832.0626 | 5652.8974 | 3081.6122 | 997.1504 | 754.1679
2024-06-07 21:00 | 1492.8474 | 2546.9759 | 3426.7013 | 9047.1463 | 2577.5129 | 5281.1521 | 3069.9363 | 918.5331 | 673.6106
2024-06-07 22:00 | 1348.229 | 2459.2463 | 3273.2651 | 7769.3345 | 2392.3252 | 4874.0699 | 3012.6084 | 844.9405 | 669.8281
2024-06-07 23:00 | 1221.7293 | 2376.0057 | 3089.3821 | 6886.594 | 2176.0287 | 4631.8423 | 2925.4127 | 757.1809 | 619.3913
2024-06-08 | 1179.4082 | 2347.8222 | 3051.5302 | 6546.0542 | 2007.1882 | 4602.979 | 2882.9552 | 732.4241 | 610.4771
2024-06-08 01:00 | 1112.0373 | 2324.8257 | 3000.0299 | 6501.4862 | 1914.8323 | 4586.9699 | 2887.7522 | 738.706 | 616.0707
2024-06-08 02:00 | 1022.5136 | 2319.0303 | 3037.3127 | 6514.6171 | 1864.3244 | 4610.7948 | 2870.0615 | 734.4468 | 594.6724
2024-06-08 03:00 | 1102.3515 | 2337.4473 | 3006.2207 | 6722.9379 | 1820.9304 | 4670.0152 | 2777.0244 | 724.1576 | 586.7254
2024-06-08 04:00 | 1138.9115 | 2464.1612 | 3059.0872 | 7444.685 | 1891.0544 | 4897.47 | 2790.0762 | 767.681 | 549.5576
2024-06-08 05:00 | 1350.526 | 2588.059 | 3287.484 | 8514.43 | 2089.1068 | 5423.3888 | 2849.6023 | 890.9634 | 605.6707
2024-06-08 06:00 | 1567.2479 | 2539.6071 | 3046.8528 | 9243.0473 | 2179.0052 | 5814.6119 | 2808.3338 | 990.1028 | 696.7159
2024-06-08 07:00 | 1607.3516 | 2455.0773 | 3023.5576 | 9639.2571 | 2517.7961 | 5750.7915 | 2860.1011 | 997.1359 | 720.3996
2024-06-08 08:00 | 1686.8184 | 2438.8489 | 3091.8129 | 9873.7814 | 2773.2071 | 5927.5672 | 2947.6218 | 1012.7911 | 715.3664
2024-06-08 09:00 | 1777.2797 | 2499.3967 | 3481.8461 | 10010.4975 | 2904.0271 | 6016.1299 | 3136.7695 | 1002.608 | 675.0545
2024-06-08 10:00 | 1695.2243 | 2506.2528 | 3601.0832 | 9902.3836 | 2993.8822 | 5987.4852 | 3189.7213 | 1003.0058 | 682.3732
2024-06-08 11:00 | 1657.6511 | 2503.1993 | 3581.6209 | 9657.7733 | 3045.0861 | 5903.8343 | 3156.1495 | 979.7365 | 715.6103
2024-06-08 12:00 | 1585.3126 | 2509.7337 | 3541.3352 | 9203.693 | 3087.2326 | 5775.4783 | 3102.9606 | 927.8257 | 753.8656
2024-06-08 13:00 | 1619.1351 | 2472.1782 | 3538.3841 | 9090.6795 | 2996.6872 | 5792.5397 | 3042.3917 | 917.0183 | 741.9146
2024-06-08 14:00 | 1642.768 | 2479.4925 | 3551.103 | 9018.0999 | 2884.0031 | 5837.5726 | 2947.4004 | 902.3379 | 752.4022
2024-06-08 15:00 | 1673.8128 | 2589.6398 | 3568.2205 | 9436.3014 | 2943.3882 | 6021.5184 | 2978.7571 | 934.1182 | 715.4296
2024-06-08 16:00 | 1694.4677 | 2727.075 | 3558.281 | 9616.2305 | 2909.7819 | 6023.1764 | 2939.5239 | 965.1441 | 703.9267
2024-06-08 17:00 | 1801.5496 | 2740.6695 | 3259.2211 | 9746.3801 | 2847.8597 | 6028.8946 | 2776.9502 | 984.2721 | 765.372
2024-06-08 18:00 | 1897.0484 | 3014.6487 | 3479.4346 | 10510.8284 | 2939.9532 | 6186.0824 | 2893.6698 | 1081.8114 | 881.4037
2024-06-08 19:00 | 1735.6713 | 3063.664 | 3734.0933 | 10768.4007 | 2930.4258 | 6027.5364 | 3063.9767 | 1096.5511 | 855.2471
2024-06-08 20:00 | 1551.234 | 2879.4571 | 3704.8797 | 10267.7992 | 2763.2946 | 5726.6431 | 3139.4473 | 1028.9791 | 776.3387
2024-06-08 21:00 | 1444.3208 | 2670.2541 | 3551.9407 | 9205.0767 | 2541.8022 | 5356.7576 | 3103.7695 | 939.7285 | 695.296
2024-06-08 22:00 | 1356.931 | 2477.9938 | 3344.2516 | 7907.3808 | 2337.4759 | 4918.2156 | 2999.3041 | 857.2097 | 692.0294
2024-06-08 23:00 | 1296.8803 | 2408.3612 | 3207.2919 | 7131.9569 | 2110.8837 | 4665.1307 | 2928.94 | 794.5661 | 665.7825
2024-06-09 | 1254.2667 | 2356.1132 | 3121.3942 | 6683.8411 | 2068.0165 | 4547.3648 | 2888.8956 | 756.8962 | 645.8137
2024-06-09 01:00 | 1218.7839 | 2346.2723 | 3048.3702 | 6484.4119 | 1971.0638 | 4559.166 | 2864.6982 | 752.5063 | 642.8357
2024-06-09 02:00 | 1188.3636 | 2304.7375 | 2975.8958 | 6382.5758 | 1956.9628 | 4487.8256 | 2832.3476 | 744.459 | 626.3075
2024-06-09 03:00 | 1185.8756 | 2330.4652 | 2949.0085 | 6612.7739 | 1905.2232 | 4647.7553 | 2809.2925 | 752.8247 | 618.839
2024-06-09 04:00 | 1229.0954 | 2434.7219 | 3005.1659 | 7330.7094 | 2180.6999 | 4880.8946 | 2811.0949 | 767.1127 | 609.8652
2024-06-09 05:00 | 1357.1254 | 2624.2819 | 3241.5758 | 8466.052 | 2463.9432 | 5246.7839 | 2888.1217 | 898.8639 | 600.4339
2024-06-09 06:00 | 1637.9268 | 2557.0592 | 2900.4036 | 9077.4051 | 2732.1797 | 5522.2114 | 2847.4199 | 976.3552 | 664.6222
2024-06-09 07:00 | 1643.746 | 2404.8675 | 2908.7185 | 9312.9603 | 2968.213 | 5484.3291 | 2838.9674 | 1005.94 | 692.9321
2024-06-09 08:00 | 1693.3565 | 2411.5739 | 2972.8099 | 9674.1801 | 3130.127 | 5600.5091 | 2951.0805 | 1023.62 | 672.5145
2024-06-09 09:00 | 1684.7177 | 2554.9469 | 3395.7999 | 9845.9417 | 3277.4235 | 5688.3049 | 3061.24 | 1015.8614 | 639.0063
2024-06-09 10:00 | 1699.6307 | 2526.0429 | 3449.918 | 9857.9076 | 3284.5227 | 5603.7624 | 3117.1773 | 1001.4577 | 652.7032
2024-06-09 11:00 | 1639.6608 | 2499.983 | 3334.2974 | 9647.4587 | 3268.3593 | 5565.5181 | 3104.215 | 977.1735 | 671.2133
2024-06-09 12:00 | 1565.9289 | 2522.4435 | 3236.4602 | 9219.8228 | 3211.8588 | 5446.103 | 3049.1423 | 942.2317 | 677.4866
2024-06-09 13:00 | 1571.1105 | 2496.109 | 3250.9941 | 9099.591 | 3166.0216 | 5498.4936 | 2992.7674 | 926.226 | 645.1705
2024-06-09 14:00 | 1572.3902 | 2493.7875 | 3283.4053 | 9021.802 | 3139.9916 | 5537.182 | 2925.8073 | 922.2169 | 622.4964
2024-06-09 15:00 | 1587.139 | 2489.2499 | 3251.5312 | 9065.7821 | 3135.4333 | 5651.9739 | 2898.2292 | 939.7416 | 629.9311
2024-06-09 16:00 | 1634.4722 | 2518.1997 | 3281.9294 | 9391.067 | 3228.4861 | 5783.4932 | 2830.0853 | 972.5429 | 648.2302
2024-06-09 17:00 | 1702.3242 | 2507.1634 | 2970.433 | 9543.9689 | 3147.8805 | 5728.9561 | 2728.9922 | 1000.3231 | 725.033
2024-06-09 18:00 | 1751.6101 | 2741.8634 | 3299.7504 | 10115.4181 | 3348.3704 | 5875.1191 | 2863.9869 | 1084.0116 | 835.546
2024-06-09 19:00 | 1668.5909 | 2877.663 | 3544.3235 | 10333.4504 | 3381.6754 | 5703.1622 | 2998.962 | 1083.189 | 839.6628
2024-06-09 20:00 | 1521.8281 | 2771.3011 | 3494.4506 | 9761.9936 | 3205.819 | 5419.727 | 2995.3682 | 1003.679 | 771.4035
2024-06-09 21:00 | 1336.6754 | 2609.2993 | 3372.384 | 8889.9927 | 2989.7697 | 5063.7848 | 2981.0229 | 907.9214 | 703.3838
2024-06-09 22:00 | 1144.3813 | 2504.4132 | 3259.8117 | 7747.5837 | 2729.9965 | 4823.9956 | 2980.0488 | 844.0432 | 628.275
2024-06-09 23:00 | 1029.5985 | 2392.9709 | 3098.1857 | 6882.6038 | 2449.7035 | 4562.3802 | 2903.3694 | 764.7039 | 578.5696
2024-06-10 | 1009.5313 | 2316.6347 | 2996.7181 | 6483.4126 | 2335.9868 | 4489.7011 | 2858.1335 | 722.2718 | 577.7977
2024-06-10 01:00 | 973.3876 | 2344.4416 | 2959.4714 | 6333.8564 | 2225.0478 | 4459.5964 | 2862.5721 | 709.7494 | 599.7884
2024-06-10 02:00 | 960.3586 | 2302.5872 | 2920.6929 | 6316.6194 | 2226.6448 | 4488.3799 | 2845.9352 | 703.3546 | 556.5292
2024-06-10 03:00 | 953.6358 | 2286.0912 | 2878.7872 | 6536.3885 | 2167.651 | 4532.5813 | 2771.3242 | 711.8575 | 549.5201
2024-06-10 04:00 | 1045.9863 | 2408.071 | 2906.7742 | 7170.8548 | 2239.0807 | 4776.0593 | 2734.5812 | 741.5814 | 550.588
2024-06-10 05:00 | 1231.3392 | 2441.8429 | 2970.7511 | 8068.1016 | 2510.1613 | 5142.7371 | 2719.896 | 836.9401 | 591.3756
2024-06-10 06:00 | 1482.1705 | 2358.1886 | 2729.6162 | 8682.5546 | 2876.0446 | 5146.857 | 2761.0063 | 930.3644 | 675.9706
2024-06-10 07:00 | 1447.4392 | 2255.4679 | 2689.3545 | 8869.7687 | 2965.3505 | 5191.0636 | 2647.1261 | 928.3541 | 691.6691
2024-06-10 08:00 | 1455.3804 | 2334.079 | 2854.7342 | 9254.6984 | 3010.2388 | 5566.0359 | 2743.691 | 963.0614 | 648.2508
2024-06-10 09:00 | 1479.9152 | 2428.0392 | 3199.9348 | 9432.2829 | 3108.7364 | 5646.7564 | 2915.6796 | 967.0056 | 655.7193
2024-06-10 10:00 | 1548.5449 | 2465.6176 | 3295.4971 | 9283.0356 | 3142.4614 | 5668.2685 | 2944.0143 | 948.0676 | 702.4387
2024-06-10 11:00 | 1587.249 | 2439.148 | 3302.6027 | 9000.1207 | 3112.9532 | 5605.8932 | 2934.1541 | 933.1392 | 710.3783
2024-06-10 12:00 | 1593.4703 | 2425.5992 | 3244.2139 | 8589.3451 | 3052.8086 | 5568.3425 | 2974.2296 | 897.2647 | 687.6454
2024-06-10 13:00 | 1560.1945 | 2429.2099 | 3171.4318 | 8256.6365 | 2950.6398 | 5500.1532 | 2923.0611 | 862.5819 | 740.4461
2024-06-10 14:00 | 1544.0394 | 2459.0697 | 3156.4574 | 8151.6402 | 2951.7307 | 5345.6787 | 2856.8964 | 837.2069 | 688.9338
2024-06-10 15:00 | 1553.7272 | 2491.5637 | 3230.2 | 8339.6475 | 2874.3067 | 5400.0545 | 2889.4768 | 841.1415 | 662.8968
2024-06-10 16:00 | 1558.215 | 2572.3327 | 3238.393 | 8545.3343 | 2953.441 | 5549.8433 | 2822.4052 | 876.2173 | 651.2404
2024-06-10 17:00 | 1601.7935 | 2643.693 | 3072.4773 | 8971.9742 | 3071.72 | 5924.3189 | 2728.8176 | 925.8682 | 708.274
2024-06-10 18:00 | 1683.4912 | 2893.5791 | 3436.623 | 9851.3636 | 3221.1577 | 6129.0613 | 2930.5512 | 1055.6573 | 868.1209
2024-06-10 19:00 | 1577.9734 | 2854.1819 | 3536.6484 | 9777.9638 | 3147.3685 | 5789.3844 | 2964.458 | 1021.5296 | 807.0683
2024-06-10 20:00 | 1496.8482 | 2674.9879 | 3394.1392 | 9333.9813 | 2885.7118 | 5401.3846 | 2931.0087 | 953.877 | 759.6133
2024-06-10 21:00 | 1395.1346 | 2507.9388 | 3302.4713 | 8504.1662 | 2590.6178 | 5079.5141 | 2911.7751 | 892.119 | 690.0827
2024-06-10 22:00 | 1240.4772 | 2359.3864 | 3116.9366 | 7482.5154 | 2399.5403 | 4768.8256 | 2809.3077 | 840.7846 | 642.2725
2024-06-10 23:00 | 1146.891 | 2340.6247 | 3045.7984 | 6723.1654 | 2230.6919 | 4526.4609 | 2829.3474 | 770.7876 | 618.6973
2024-06-11 | 1108.8262 | 2328.1436 | 3036.2114 | 6286.0619 | 2096.9584 | 4498.1151 | 2771.7056 | 730.288 | 600.6143
2024-06-11 01:00 | 1076.5095 | 2287.0596 | 3012.9568 | 6156.3344 | 1998.3574 | 4442.1463 | 2745.9979 | 718.2617 | 589.711
2024-06-11 02:00 | 1090.8449 | 2282.3763 | 2977.5158 | 6038.2564 | 1930.2962 | 4489.4258 | 2743.7451 | 710.9708 | 579.5385
2024-06-11 03:00 | 1098.3083 | 2245.2656 | 2969.3377 | 6068.1195 | 1881.8719 | 4441.3632 | 2736.1396 | 712.424 | 584.1547
2024-06-11 04:00 | 1115.0266 | 2361.6491 | 3119.6131 | 6537.2932 | 1991.0952 | 4708.2408 | 2811.8556 | 741.0758 | 587.0057
2024-06-11 05:00 | 1185.6061 | 2523.1542 | 3255.4602 | 7344.6538 | 2227.5324 | 5122.7868 | 2888.8856 | 806.249 | 628.8554
2024-06-11 06:00 | 1345.2859 | 2581.8263 | 3242.6587 | 7896.0005 | 2355.9673 | 5425.2868 | 2849.61 | 834.3508 | 659.9677
2024-06-11 07:00 | 1388.8339 | 2510.8883 | 3146.6008 | 8281.3219 | 2338.0322 | 5399.5448 | 2827.8953 | 881.6918 | 669.8661
2024-06-11 08:00 | 1455.4652 | 2539.8762 | 3232.0844 | 8982.8989 | 2584.6922 | 5604.0086 | 2882.1343 | 930.3239 | 729.4361
2024-06-11 09:00 | 1493.2779 | 2559.1652 | 3333.2597 | 9255.0431 | 2784.5697 | 5626.1927 | 2936.8448 | 967.7892 | 752.6263
2024-06-11 10:00 | 1480.0565 | 2553.3696 | 3424.6354 | 9227.7933 | 2840.6684 | 5563.8448 | 2907.1501 | 936.5144 | 724.8293
2024-06-11 11:00 | 1362.4723 | 2576.6953 | 3422.1929 | 8889.2624 | 2867.2773 | 5503.7837 | 2915.9794 | 899.5848 | 678.0436
2024-06-11 12:00 | 1360.3478 | 2550.9955 | 3360.7895 | 8549.1799 | 2819.0985 | 5383.6039 | 2873.1845 | 855.5698 | 747.6608
2024-06-11 13:00 | 1348.3282 | 2476.6248 | 3307.6046 | 8306.9195 | 2756.8071 | 5338.4356 | 2825.1467 | 837.0043 | 1110.6342
2024-06-11 14:00 | 1374.6844 | 2508.5757 | 3327.9048 | 8266.7116 | 2708.0061 | 5374.6918 | 2855.3368 | 847.4426 | 755.8377
2024-06-11 15:00 | 1374.0936 | 2580.3286 | 3328.3106 | 8455.292 | 2807.1724 | 5440.5079 | 2904.9186 | 862.001 | 726.6641
2024-06-11 16:00 | 1496.0755 | 2645.336 | 3333.6315 | 8780.321 | 2793.6322 | 5539.9073 | 2900.6587 | 881.7426 | 705.2517
2024-06-11 17:00 | 1550.814 | 2791.5332 | 3353.3771 | 9096.8639 | 2915.6594 | 5720.5634 | 2880.7883 | 911.7265 | 746.8627
2024-06-11 18:00 | 1674.1757 | 3019.3995 | 3616.9976 | 9883.4039 | 3094.7385 | 5941.5861 | 3053.4876 | 1011.5298 | 841.0295
2024-06-11 19:00 | 1584.8671 | 2933.5864 | 3658.5488 | 9943.7163 | 3022.6635 | 5764.2744 | 3062.0938 | 1002.5731 | 805.3853
2024-06-11 20:00 | 1442.4783 | 2748.4077 | 3468.7314 | 9425.9685 | 2860.8855 | 5378.4418 | 2971.9979 | 949.9869 | 748.2179
2024-06-11 21:00 | 1312.9363 | 2502.2449 | 3320.237 | 8507.5275 | 2625.9318 | 5007.0424 | 2884.1002 | 858.0303 | 687.9095
2024-06-11 22:00 | 1182.0843 | 2371.2065 | 3184.2846 | 7439.4177 | 2411.6482 | 4655.1107 | 2768.3888 | 761.9157 | 619.9909
2024-06-11 23:00 | 1049.4874 | 2272.1004 | 3031.5411 | 6766.262 | 2221.9422 | 4478.1847 | 2676.8089 | 715.7669 | 637.2336
2024-06-12 | 963.6382 | 2245.9163 | 2948.39 | 6349.8103 | 2089.7687 | 4437.457 | 2616.999 | 711.8731 | 630.1437
2024-06-12 01:00 | 1009.3674 | 2255.636 | 2974.6367 | 6123.701 | 2029.8727 | 4397.1037 | 2651.4293 | 710.8735 | 619.1158
2024-06-12 02:00 | 964.3978 | 2259.7817 | 2962.9413 | 6043.4619 | 2042.772 | 4391.9968 | 2690.7621 | 706.5448 | 623.539
2024-06-12 03:00 | 990.8832 | 2247.7178 | 2931.1094 | 6060.8769 | 2047.9928 | 4446.9889 | 2650.452 | 701.2627 | 564.4844
2024-06-12 04:00 | 983.6011 | 2315.1286 | 3071.5019 | 6449.0798 | 2143.6895 | 4675.5981 | 2633.6724 | 712.4992 | 625.6245
2024-06-12 05:00 | 1041.004 | 2489.8434 | 3231.6214 | 7215.0588 | 2367.5351 | 5049.7385 | 2745.9543 | 767.8302 | 606.9399
2024-06-12 06:00 | 1174.5897 | 2557.6901 | 3216.9175 | 7679.2964 | 2489.6785 | 5249.1758 | 2790.0954 | 782.9705 | 590.0016
2024-06-12 07:00 | 1260.9241 | 2507.5928 | 3163.9231 | 8053.4753 | 2430.3647 | 5256.9599 | 2612.5689 | 804.2519 | 614.2628
2024-06-12 08:00 | 1429.1977 | 2532.7145 | 3276.5287 | 8723.3897 | 2675.0104 | 5442.1004 | 2653.3887 | 874.8443 | 685.2852
2024-06-12 09:00 | 1466.7167 | 2584.5051 | 3323.8628 | 9033.7867 | 2923.3549 | 5502.0813 | 2732.8146 | 882.0768 | 689.8475
2024-06-12 10:00 | 1414.9339 | 2566.8147 | 3316.1221 | 9007.2379 | 3031.6185 | 5466.8386 | 2750.2106 | 861.4998 | 678.1868
2024-06-12 11:00 | 1357.3895 | 2503.7352 | 3281.4816 | 8756.8431 | 3001.3896 | 5309.5501 | 2719.0342 | 838.4599 | 711.7868
2024-06-12 12:00 | 1328.3831 | 2452.5998 | 3197.4923 | 8348.7563 | 2959.2509 | 5239.2887 | 2706.3101 | 821.9322 | 813.4036
2024-06-12 13:00 | 1326.253 | 2425.3424 | 3241.4865 | 8289.1529 | 2864.8727 | 5242.2306 | 2745.3349 | 813.8742 | 681.4191
2024-06-12 14:00 | 1338.4327 | 2363.2461 | 3202.4211 | 8194.0903 | 2836.7507 | 5257.0099 | 2733.6076 | 813.059 | 704.1155
2024-06-12 15:00 | 1376.1186 | 2355.9426 | 3144.2898 | 8408.2455 | 2879.777 | 5371.7602 | 2778.6982 | 822.8987 | 648.6335
2024-06-12 16:00 | 1437.1653 | 2437.0545 | 3171.807 | 8734.4398 | 2973.4708 | 5514.6663 | 2777.1996 | 827.41 | 586.0285
2024-06-12 17:00 | 1546.5241 | 2600.0803 | 3250.5385 | 9160.7666 | 3060.9258 | 5680.4116 | 2768.0463 | 881.1913 | 677.9887
2024-06-12 18:00 | 1607.2688 | 2950.8683 | 3469.8127 | 10165.3236 | 3326.2391 | 5951.634 | 3003.5244 | 1013.4274 | 824.2998
2024-06-12 19:00 | 1458.3645 | 2959.9287 | 3482.576 | 10122.6844 | 3198.6972 | 5789.7066 | 3066.636 | 1003.4054 | 801.9107
2024-06-12 20:00 | 1295.7002 | 2820.2492 | 3369.0052 | 9543.9521 | 2969.9696 | 5402.6102 | 2996.3322 | 948.716 | 724.2497
2024-06-12 21:00 | 1179.5966 | 2660.5445 | 3260.9094 | 8496.174 | 2670.8546 | 4979.4379 | 2926.6317 | 867.603 | 705.0622
2024-06-12 22:00 | 1104.259 | 2473.7691 | 3123.121 | 7401.1637 | 2393.0346 | 4643.2975 | 2838.1016 | 784.1157 | 630.1281
2024-06-12 23:00 | 1026.2765 | 2396.9841 | 2961.4981 | 6586.2484 | 2176.5123 | 4436.5094 | 2747.1352 | 727.4625 | 646.3874
2024-06-13 | 971.7217 | 2369.7599 | 2952.9936 | 6235.9083 | 2082.4023 | 4382.513 | 2736.0338 | 716.5169 | 636.1527
2024-06-13 01:00 | 995.3462 | 2348.9614 | 2927.3866 | 6067.2217 | 2060.4614 | 4350.7713 | 2774.2863 | 711.0396 | 559.3236
2024-06-13 02:00 | 948.1726 | 2323.831 | 2914.2294 | 6085.3424 | 2057.2376 | 4342.9957 | 2758.3737 | 693.5346 | 553.8896
2024-06-13 03:00 | 957.5546 | 2309.9419 | 2861.1812 | 6329.3289 | 2027.3697 | 4400.0709 | 2704.7412 | 697.2024 | 548.6359
2024-06-13 04:00 | 1001.7226 | 2382.5197 | 2888.3269 | 6950.5897 | 2161.0557 | 4685.6206 | 2688.7446 | 716.9148 | 559.1517
2024-06-13 05:00 | 1234.0078 | 2554.2049 | 3093.6132 | 7988.7331 | 2471.8336 | 5160.0427 | 2784.8809 | 829.8002 | 590.3887
2024-06-13 06:00 | 1474.9547 | 2515.5343 | 2830.6961 | 8649.676 | 2800.2982 | 5493.6017 | 2732.8468 | 909.943 | 659.3877
2024-06-13 07:00 | 1519.5826 | 2466.6759 | 2834.3105 | 9094.6855 | 2968.5664 | 5571.6013 | 2771.7904 | 948.8889 | 712.1289
2024-06-13 08:00 | 1598.0657 | 2472.4468 | 2972.7181 | 9582.266 | 3101.5126 | 5748.8985 | 2908.0161 | 994.4876 | 714.9894
2024-06-13 09:00 | 1689.2861 | 2561.6701 | 3390.6267 | 9855.3545 | 3212.4116 | 5822.2254 | 3100.6789 | 980.7643 | 725.7779
2024-06-13 10:00 | 1654.1097 | 2586.1357 | 3531.9311 | 9724.0377 | 3252.0778 | 5854.6415 | 3126.2996 | 970.5333 | 894.9484
2024-06-13 11:00 | 1590.7312 | 2598.9036 | 3509.0773 | 9536.8806 | 3360.1664 | 5790.5605 | 3123.2257 | 954.9398 | 686.2659
2024-06-13 12:00 | 1583.6266 | 2611.5159 | 3446.1965 | 9322.0104 | 3233.7089 | 5614.8818 | 3042.0194 | 916.3415 | 695.7376
2024-06-13 13:00 | 1592.2064 | 2551.1805 | 3437.7008 | 9104.5582 | 3237.4391 | 5622.4612 | 3005.3477 | 901.5888 | 766.5539
2024-06-13 14:00 | 1632.8769 | 2538.8954 | 3380.9626 | 9141.8197 | 3259.0456 | 5609.3345 | 2954.8476 | 888.4148 | 690.0462
2024-06-13 15:00 | 1633.4216 | 2646.9179 | 3329.063 | 9430.7489 | 3259.7266 | 5763.1783 | 2943.3246 | 923.1518 | 734.5175
2024-06-13 16:00 | 1612.0886 | 2665.8637 | 3285.8642 | 9691.1801 | 3347.1052 | 5912.4474 | 2920.4189 | 947.9358 | 749.9039
2024-06-13 17:00 | 1671.7572 | 2610.5538 | 3046.5115 | 9769.923 | 3323.3801 | 5960.8506 | 2776.56 | 971.6263 | 748.2696
2024-06-13 18:00 | 1714.738 | 2863.3408 | 3392.1326 | 10526.4062 | 3454.9439 | 6142.6778 | 2942.039 | 1069.1368 | 871.198
2024-06-13 19:00 | 1601.209 | 2913.8026 | 3543.7495 | 10611.6805 | 3440.6691 | 5962.763 | 3022.2251 | 1070.6437 | 838.5498
2024-06-13 20:00 | 1440.2388 | 2760.9987 | 3488.3271 | 10004.9528 | 3220.9117 | 5622.8633 | 3042.4438 | 978.3089 | 770.556
2024-06-13 21:00 | 1278.1645 | 2521.265 | 3337.405 | 8917.8883 | 2957.5676 | 5168.8418 | 2994.0252 | 883.1198 | 697.0228
2024-06-13 22:00 | 1130.8553 | 2356.8906 | 3188.5765 | 7711.1323 | 2687.6301 | 4799.76 | 2920.818 | 821.2065 | 653.4562
2024-06-13 23:00 | 1060.0661 | 2268.9055 | 3063.5746 | 6814.6067 | 2449.6776 | 4616.9056 | 2810.4212 | 747.6969 | 621.9404
2024-06-14 | 1025.0584 | 2297.7504 | 3051.3121 | 6490.4725 | 2356.6309 | 4513.1293 | 2859.2365 | 732.5933 | 592.6396
2024-06-14 01:00 | 1027.3912 | 2238.9317 | 2995.2004 | 6324.3457 | 2266.9077 | 4542.0539 | 2826.7747 | 714.0934 | 643.1751
2024-06-14 02:00 | 1004.8222 | 2260.565 | 2936.1229 | 6268.872 | 2274.7629 | 4532.4433 | 2774.1515 | 705.9595 | 603.3168
2024-06-14 03:00 | 974.3715 | 2256.6017 | 2833.054 | 6522.7844 | 2295.6284 | 4559.3189 | 2718.7659 | 707.2574 | 626.8095
2024-06-14 04:00 | 1059.8746 | 2299.7358 | 2921.3116 | 7251.7443 | 2424.1343 | 4839.5024 | 2708.8602 | 741.6935 | 547.582
2024-06-14 05:00 | 1301.2174 | 2500.5494 | 3018.6704 | 8269.4572 | 2664.5497 | 5329.8419 | 2741.5396 | 852.7995 | 619.1374
2024-06-14 06:00 | 1552.1626 | 2496.8085 | 2776.4393 | 8883.9717 | 2949.0845 | 5591.6938 | 2778.314 | 934.4625 | 693.5197
2024-06-14 07:00 | 1559.1806 | 2459.0216 | 2760.2609 | 9387.2583 | 3165.8063 | 5602.7512 | 2877.2907 | 973.4943 | 724.1782
2024-06-14 08:00 | 1577.827 | 2514.8609 | 2850.5243 | 9760.1005 | 3333.6306 | 5855.3007 | 2985.0675 | 1009.7053 | 724.4942
2024-06-14 09:00 | 1592.0822 | 2615.6531 | 3228.7436 | 9863.4675 | 3472.5437 | 5941.05 | 3028.9268 | 1004.384 | 729.3333
2024-06-14 10:00 | 1567.3169 | 2710.1182 | 3306.5122 | 9538.2829 | 3500.7027 | 5893.5501 | 2988.714 | 957.7733 | 783.4648
2024-06-14 11:00 | 1557.3164 | 2668.3455 | 3293.6405 | 9305.5617 | 3455.4753 | 5809.0902 | 3040.0912 | 939.1764 | 790.5621
2024-06-14 12:00 | 1534.5461 | 2560.7164 | 3306.1604 | 9044.3031 | 3387.9417 | 5673.4641 | 3061.9817 | 905.926 | 756.7126
2024-06-14 13:00 | 1516.7926 | 2476.1653 | 3270.0357 | 8875.5161 | 3305.8149 | 5640.7657 | 3051.0628 | 887.0578 | 780.1512
2024-06-14 14:00 | 1530.1453 | 2444.4071 | 3234.113 | 8759.8573 | 3348.6006 | 5686.7683 | 2923.9109 | 878.8107 | 762.7903
2024-06-14 15:00 | 1569.6672 | 2566.4057 | 3114.0412 | 9133.3364 | 3492.4343 | 5879.061 | 2902.6935 | 903.4509 | 698.7388
2024-06-14 16:00 | 1631.865 | 2605.3718 | 3163.0181 | 9393.0612 | 3562.1815 | 5966.7433 | 2898.1464 | 925.3156 | 734.4547
2024-06-14 17:00 | 1764.3321 | 2597.9301 | 3062.0563 | 9478.7052 | 3410.8997 | 5895.5623 | 2709.061 | 925.2145 | 742.0903
2024-06-14 18:00 | 1831.4079 | 2822.336 | 3264.0255 | 10096.677 | 3488.8521 | 6035.6887 | 2841.3637 | 1035.9718 | 876.16
2024-06-14 19:00 | 1685.8452 | 2908.2884 | 3562.4455 | 10280.0027 | 3448.7881 | 5994.4177 | 2975.6545 | 1057.2165 | 853.2324
2024-06-14 20:00 | 1467.089 | 2735.7352 | 3513.9376 | 9774.6272 | 3237.6964 | 5666.3201 | 3012.9076 | 985.2202 | 796.9686
2024-06-14 21:00 | 1312.8038 | 2599.2427 | 3303.6912 | 8829.3333 | 2954.349 | 5265.9574 | 3020.0107 | 903.976 | 747.4955
2024-06-14 22:00 | 1140.6153 | 2474.631 | 3151.0938 | 7701.8818 | 2660.6715 | 4927.9423 | 2935.339 | 836.3938 | 704.2706
2024-06-14 23:00 | 1024.6922 | 2399.3679 | 3017.5981 | 6911.3612 | 2401.7984 | 4701.183 | 2852.5915 | 772.787 | 619.3003
2024-06-15 | 965.2481 | 2357.2116 | 2915.4499 | 6502.1872 | 2299.1038 | 4587.7728 | 2843.5783 | 739.2242 | 616.1687
2024-06-15 01:00 | 939.4738 | 2309.5196 | 2859.0324 | 6351.4007 | 2240.5497 | 4554.6913 | 2836.4268 | 730.3734 | 618.7274
2024-06-15 02:00 | 935.2312 | 2303.9738 | 2854.5334 | 6348.8684 | 2170.8048 | 4608.1301 | 2795.4041 | 714.2688 | 581.366
2024-06-15 03:00 | 950.5914 | 2319.2733 | 2813.9976 | 6621.1165 | 2208.8005 | 4646.5425 | 2724.0163 | 712.5908 | 574.8622
2024-06-15 04:00 | 1055.2531 | 2426.278 | 2869.3355 | 7259.2169 | 2285.8803 | 4913.1574 | 2720.456 | 743.1548 | 591.4641
2024-06-15 05:00 | 1301.7468 | 2573.9319 | 2983.4083 | 8156.1627 | 2557.473 | 5339.7089 | 2807.7614 | 860.9673 | 631.4566
2024-06-15 06:00 | 1527.337 | 2506.634 | 2771.8975 | 8748.6706 | 2882.7432 | 5583.8299 | 2818.7684 | 916.1583 | 665.0746
2024-06-15 07:00 | 1576.7687 | 2369.0742 | 2766.7321 | 9143.7523 | 3086.3378 | 5695.2265 | 2873.2066 | 943.8837 | 714.9819
2024-06-15 08:00 | 1653.2219 | 2404.1429 | 2896.0077 | 9520.6413 | 3258.9874 | 5950.4914 | 3025.329 | 981.5386 | 708.7258
2024-06-15 09:00 | 1682.6833 | 2525.9375 | 3228.2786 | 9600.2555 | 3445.1913 | 5963.8008 | 3122.229 | 961.3086 | 774.1733
2024-06-15 10:00 | 1685.5941 | 2623.9448 | 3322.387 | 9477.0113 | 3439.4944 | 6049.4076 | 3124.2501 | 952.8088 | 759.3519
2024-06-15 11:00 | 1640.265 | 2646.022 | 3348.0195 | 9158.993 | 3419.1761 | 5983.0177 | 3114.7117 | 926.9054 | 741.7939
2024-06-15 12:00 | 1601.9616 | 2575.9886 | 3320.9002 | 8820.9187 | 3308.8206 | 5930.8394 | 2981.8764 | 871.4267 | 708.3895
2024-06-15 13:00 | 1556.183 | 2550.3049 | 3257.8024 | 8692.875 | 3279.9638 | 5961.8668 | 2912.1859 | 852.5788 | 690.5104
2024-06-15 14:00 | 1546.9179 | 2581.2034 | 3271.7501 | 8628.1792 | 3292.78 | 5979.7196 | 2864.4995 | 843.3926 | 677.4904
2024-06-15 15:00 | 1596.1889 | 2636.5165 | 3302.1093 | 8894.0699 | 3344.1171 | 6129.2837 | 2908.9389 | 854.9197 | 631.3369
2024-06-15 16:00 | 1712.1117 | 2614.6254 | 3340.6249 | 9153.4685 | 3400.3319 | 6188.4057 | 2925.0041 | 872.6382 | 701.3961
2024-06-15 17:00 | 1823.9153 | 2670.3476 | 3099.509 | 9275.4662 | 3389.9444 | 6068.0238 | 2806.185 | 898.6522 | 760.2882
2024-06-15 18:00 | 1702.7014 | 2944.2743 | 3425.4783 | 10163.4203 | 3615.1784 | 6238.9109 | 2971.1879 | 1019.576 | 906.0257
2024-06-15 19:00 | 1765.95 | 2917.3767 | 3715.2296 | 10247.5412 | 3579.1691 | 5989.0764 | 3071.6433 | 1023.9048 | 864.3863
2024-06-15 20:00 | 1516.4577 | 2762.6566 | 3609.4517 | 9623.1997 | 3350.305 | 5651.9417 | 3045.4297 | 934.806 | 801.7556
2024-06-15 21:00 | 1334.7002 | 2611.6617 | 3469.0749 | 8764.6821 | 3073.9963 | 5161.0406 | 3055.5994 | 862.4786 | 740.146
2024-06-15 22:00 | 1180.6398 | 2481.0492 | 3273.7226 | 7466.4558 | 2779.8749 | 4839.475 | 2976.1286 | 777.5807 | 667.5734
2024-06-15 23:00 | 1024.1497 | 2349.1347 | 3136.819 | 6686.5716 | 2528.0985 | 4618.7343 | 2886.2799 | 741.9139 | 637.7896
2024-06-16 | 1009.1835 | 2353.3207 | 3035.9397 | 6400.0373 | 2369.9421 | 4493.1478 | 2864.7967 | 714.1485 | 626.0791
2024-06-16 01:00 | 1098.6296 | 2353.1977 | 2993.2461 | 6242.9386 | 2274.6305 | 4448.3048 | 2855.059 | 698.6602 | 628.6973
2024-06-16 02:00 | 1084.459 | 2319.179 | 2960.5607 | 6229.1479 | 2184.1777 | 4482.5483 | 2822.1166 | 686.8769 | 587.4638
2024-06-16 03:00 | 1100.8829 | 2306.2274 | 2883.5022 | 6394.8823 | 2183.2465 | 4508.2383 | 2758.699 | 694.1326 | 558.4973
2024-06-16 04:00 | 1207.4617 | 2393.6209 | 2963.5765 | 6915.5354 | 2334.0631 | 4811.5889 | 2751.4016 | 707.743 | 568.2621
2024-06-16 05:00 | 1372.3803 | 2505.7463 | 3078.4085 | 7864.3166 | 2700.9482 | 5303.8157 | 2808.0458 | 808.0944 | 665.5685
2024-06-16 06:00 | 1605.9547 | 2462.3887 | 2829.7832 | 8454.8679 | 3012.9692 | 5583.3357 | 2786.6469 | 892.9608 | 697.5363
2024-06-16 07:00 | 1663.4305 | 2368.5806 | 2856.1524 | 8764.8775 | 3176.7472 | 5602.8905 | 2824.1942 | 925.3571 | 726.8149
2024-06-16 08:00 | 1742.7616 | 2393.3585 | 2956.4062 | 9195.6961 | 3376.8724 | 5808.0826 | 2941.8923 | 957.9612 | 736.7279
2024-06-16 09:00 | 1771.3991 | 2510.9107 | 3314.3971 | 9491.983 | 3395.3665 | 5945.6801 | 3074.1476 | 951.3974 | 810.6722
2024-06-16 10:00 | 1748.5939 | 2539.4184 | 3407.8222 | 9325.0064 | 3390.3011 | 5881.6335 | 3116.7429 | 927.1111 | 820.5646
2024-06-16 11:00 | 1724.0637 | 2568.763 | 3432.1979 | 9009.5578 | 3315.1464 | 5880.4157 | 3091.964 | 896.3221 | 755.5639
2024-06-16 12:00 | 1742.9507 | 2538.7296 | 3418.7369 | 8747.9071 | 3174.6294 | 5766.1782 | 3024.8969 | 866.9603 | 748.6731
2024-06-16 13:00 | 1718.6788 | 2487.3646 | 3418.2345 | 8707.0265 | 3151.1166 | 5795.9748 | 3028.8813 | 850.6691 | 752.4883
2024-06-16 14:00 | 1668.6281 | 2495.6062 | 3426.971 | 8609.6246 | 3123.1275 | 5782.2614 | 2962.0955 | 849.6462 | 756.534
2024-06-16 15:00 | 1672.4232 | 2408.9206 | 3444.858 | 8926.9257 | 3160.3854 | 5994.3923 | 2972.5095 | 884.3691 | 761.2806
2024-06-16 16:00 | 1687.6915 | 2615.0987 | 3485.9485 | 9123.1746 | 3212.58 | 6014.8928 | 2964.8637 | 917.8559 | 721.1768
2024-06-16 17:00 | 1772.6826 | 2638.0218 | 3237.7585 | 9018.5027 | 3205.3423 | 5927.9261 | 2834.3884 | 910.5221 | 790.6993
2024-06-16 18:00 | 1863.8333 | 2866.8467 | 3417.285 | 9699.8374 | 3493.1885 | 6155.6648 | 2988.5654 | 1017.993 | 857.1891
2024-06-16 19:00 | 1745.5137 | 2939.8373 | 3680.7625 | 9830.0479 | 3500.3131 | 6105.3707 | 3117.075 | 1040.5879 | 902.077
2024-06-16 20:00 | 1531.2956 | 2808.6867 | 3551.7636 | 9305.107 | 3258.8438 | 5754.3911 | 3087.2457 | 960.2209 | 828.8918
2024-06-16 21:00 | 1339.5868 | 2595.6073 | 3391.5866 | 8482.8101 | 2947.3211 | 5303.7397 | 3021.1649 | 879.1626 | 782.6781
2024-06-16 22:00 | 1160.9283 | 2490.4233 | 3251.42 | 7477.2195 | 2659.0697 | 4932.7404 | 2956.3404 | 808.8362 | 679.3668
2024-06-16 23:00 | 1071.9742 | 2357.301 | 3168.2148 | 6740.9109 | 2324.3636 | 4684.411 | 2838.6732 | 759.4072 | 667.2806
2024-06-17 | 1035.7554 | 2343.2405 | 3129.3308 | 6349.7689 | 2289.9371 | 4610.1378 | 2826.9945 | 733.4798 | 615.3813
2024-06-17 01:00 | 1028.6462 | 2336.9282 | 3047.5135 | 6196.9848 | 2257.3274 | 4638.5319 | 2810.32 | 709.2889 | 594.5303
2024-06-17 02:00 | 1014.5048 | 2349.9755 | 2993.2912 | 6102.9144 | 2227.3956 | 4681.6137 | 2756.8398 | 702.044 | 612.1979
2024-06-17 03:00 | 1028.8411 | 2367.3652 | 3046.463 | 6156.1499 | 2206.0805 | 4635.3945 | 2788.8285 | 717.3067 | 604.1294
2024-06-17 04:00 | 1108.8405 | 2501.6717 | 3156.8633 | 6568.5379 | 2370.1505 | 4895.3454 | 2907.6618 | 751.6624 | 627.9278
2024-06-17 05:00 | 1228.8555 | 2709.9412 | 3380.038 | 7345.4303 | 2603.5138 | 5453.5645 | 3127.3343 | 865.174 | 677.8715
2024-06-17 06:00 | 1342.002 | 2818.3833 | 3428.4929 | 7840.8453 | 2835.6548 | 5749.3016 | 3142.7928 | 892.0034 | 699.2069
2024-06-17 07:00 | 1452.1368 | 2779.1067 | 3371.9347 | 8313.1985 | 2887.1021 | 5903.4823 | 3044.0614 | 921.9628 | 736.8477
2024-06-17 08:00 | 1589.2714 | 2844.8262 | 3450.8442 | 9065.6945 | 2965.4879 | 6120.6897 | 3059.3325 | 972.9993 | 775.3564
2024-06-17 09:00 | 1595.322 | 2911.811 | 3604.3358 | 9520.0574 | 3120.6804 | 6246.8162 | 3207.2367 | 999.2432 | 831.9817
2024-06-17 10:00 | 1569.9567 | 2978.7292 | 3677.4393 | 9480.1842 | 3161.9384 | 6277.0974 | 3299.6053 | 1002.3326 | 849.5405
2024-06-17 11:00 | 1548.889 | 3018.0702 | 3668.8793 | 9171.2468 | 3135.9552 | 6244.809 | 3256.1933 | 979.7507 | 836.1887
2024-06-17 12:00 | 1555.7637 | 3003.5349 | 3602.7669 | 8836.1613 | 3022.1177 | 6122.4792 | 3211.9774 | 946.1442 | 851.7559
2024-06-17 13:00 | 1579.2073 | 2948.6938 | 3576.2347 | 8666.3372 | 2897.4925 | 6059.7244 | 3178.7125 | 937.6827 | 842.1581
2024-06-17 14:00 | 1565.9473 | 2955.9444 | 3563.9624 | 8568.4164 | 2857.3625 | 6032.1946 | 3132.0031 | 914.1457 | 825.1911
2024-06-17 15:00 | 1596.1767 | 2975.0674 | 3641.4063 | 8776.1663 | 2852.6581 | 6226.9889 | 3097.0774 | 946.7557 | 752.2711
2024-06-17 16:00 | 1635.5311 | 2993.4979 | 3619.1251 | 8872.4716 | 2957.5331 | 6226.8225 | 3102.5916 | 959.6147 | 748.188
2024-06-17 17:00 | 1710.7993 | 3018.2323 | 3573.3453 | 8940.2479 | 2961.6415 | 6157.0479 | 2977.3801 | 945.5727 | 776.8362
2024-06-17 18:00 | 1775.4072 | 3241.588 | 3753.292 | 9694.4797 | 3274.1766 | 6238.6734 | 3171.2851 | 1048.0496 | 870.7858
2024-06-17 19:00 | 1715.6117 | 3174.6994 | 3768.5955 | 9863.7307 | 3272.2774 | 6152.4185 | 3267.2264 | 1078.6644 | 904.5908
2024-06-17 20:00 | 1609.3519 | 2957.9464 | 3625.8351 | 9250.774 | 3174.1152 | 5858.456 | 3162.6133 | 1007.2529 | 837.1718
2024-06-17 21:00 | 1427.2931 | 2759.9107 | 3515.9384 | 8463.0854 | 2941.1473 | 5260.6487 | 3074.2681 | 929.4995 | 750.6188
2024-06-17 22:00 | 1301.7967 | 2581.9359 | 3326.9386 | 7455.7782 | 2630.2779 | 4919.0047 | 2903.9324 | 860.6209 | 760.0859
2024-06-17 23:00 | 1249.6414 | 2503.8904 | 3146.7718 | 6620.8732 | 2412.3254 | 4669.8872 | 2813.0725 | 777.5179 | 711.9674
2024-06-18 | 1208.3168 | 2494.8292 | 3049.423 | 6154.9431 | 2271.0824 | 4594.5702 | 2761.1178 | 742.3509 | 689.5138
2024-06-18 01:00 | 1149.8588 | 2479.5327 | 3038.6557 | 5940.4218 | 2181.7803 | 4562.3293 | 2769.7665 | 736.8132 | 692.6049
2024-06-18 02:00 | 1191.0873 | 2426.0873 | 3014.3014 | 5786.5737 | 2091.7123 | 4494.6792 | 2732.3682 | 723.0193 | 670.6178
2024-06-18 03:00 | 1168.8829 | 2423.9311 | 2985.3108 | 5899.3967 | 2089.3855 | 4530.7191 | 2767.2739 | 734.6218 | 667.8014
2024-06-18 04:00 | 1237.2238 | 2519.1548 | 3117.583 | 6259.3494 | 2153.875 | 4826.4165 | 2865.2217 | 755.5384 | 670.7514
2024-06-18 05:00 | 1373.7223 | 2671.734 | 3318.0432 | 7015.6157 | 2374.233 | 5196.8762 | 3037.9646 | 804.9935 | 721.4052
2024-06-18 06:00 | 1491.3381 | 2766.2138 | 3359.9271 | 7623.69 | 2599.2592 | 5543.2045 | 3066.9255 | 839.7588 | 674.9658
2024-06-18 07:00 | 1527.9458 | 2670.3298 | 3315.7046 | 7963.5528 | 2735.9179 | 5549.4492 | 2933.622 | 866.4092 | 708.6879
2024-06-18 08:00 | 1587.8054 | 2675.6229 | 3433.3408 | 8735.1137 | 2957.9448 | 5882.1238 | 2955.6899 | 946.0661 | 747.03
2024-06-18 09:00 | 1536.4534 | 2720.8394 | 3509.8692 | 9087.3544 | 3185.1857 | 5937.2938 | 3075.1887 | 964.4279 | 729.8176
2024-06-18 10:00 | 1491.0218 | 2783.8195 | 3578.4586 | 8985.7099 | 3218.8234 | 5884.2646 | 3062.5026 | 941.2561 | 762.534
2024-06-18 11:00 | 1518.0236 | 2706.5662 | 3514.9977 | 8651.2027 | 3142.1546 | 5790.6807 | 3032.0791 | 898.8269 | 788.4943
2024-06-18 12:00 | 1545.0004 | 2690.7255 | 3422.8632 | 8364.6231 | 2980.4546 | 5616.4253 | 3007.9443 | 860.3434 | 781.6697
2024-06-18 13:00 | 1445.7853 | 2665.7337 | 3386.8196 | 8249.1708 | 2952.4875 | 5535.7027 | 2971.6825 | 840.4561 | 788.7696
2024-06-18 14:00 | 1395.1602 | 2595.3076 | 3389.2087 | 8213.3297 | 2779.1148 | 5427.0254 | 2909.0683 | 832.127 | 665.1376
2024-06-18 15:00 | 1347.8559 | 2557.4937 | 3358.3764 | 8296.7707 | 2796.7692 | 5454.4768 | 2908.9695 | 843.3306 | 675.2723
2024-06-18 16:00 | 1439.4061 | 2598.7876 | 3348.5677 | 8529.5782 | 2915.4462 | 5531.9386 | 2852.3696 | 865.4655 | 641.3654
2024-06-18 17:00 | 1652.0174 | 2771.3604 | 3394.0983 | 8801.2974 | 2962.3009 | 5833.6902 | 2795.9762 | 904.4519 | 749.1424
2024-06-18 18:00 | 1729.5353 | 3031.6688 | 3627.6065 | 9646.1888 | 3299.2355 | 6063.6473 | 2992.2759 | 997.3403 | 814.7032
2024-06-18 19:00 | 1506.5694 | 2953.6312 | 3527.462 | 9762.9126 | 3292.6535 | 5852.3132 | 3053.6474 | 983.1091 | 822.3706
2024-06-18 20:00 | 1309.4756 | 2738.0219 | 3539.3413 | 9164.2503 | 3120.7447 | 5420.932 | 3013.2495 | 906.2682 | 761.1079
2024-06-18 21:00 | 1167.1062 | 2499.7624 | 3412.0622 | 8356.2027 | 2878.5681 | 5057.7621 | 2911.7701 | 823.1434 | 721.8338
2024-06-18 22:00 | 1061.3599 | 2398.6211 | 3143.4051 | 7497.1766 | 2615.8981 | 4813.6782 | 2799.3047 | 750.6901 | 684.5626
2024-06-18 23:00 | 991.983 | 2354.4015 | 3012.6811 | 6716.0384 | 2356.5136 | 4569.4767 | 2724.6182 | 718.2943 | 637.8781
2024-06-19 | 961.0343 | 2321.114 | 2942.4583 | 6338.5445 | 2161.0664 | 4494.8226 | 2655.9183 | 692.3395 | 588.2881
2024-06-19 01:00 | 927.5996 | 2320.6187 | 2936.9196 | 6076.6817 | 2080.8946 | 4451.0633 | 2695.7109 | 689.4159 | 590.7442
2024-06-19 02:00 | 937.4034 | 2306.233 | 2966.9407 | 5952.136 | 2062.6398 | 4465.019 | 2678.1448 | 684.4835 | 569.8722
2024-06-19 03:00 | 946.8363 | 2256.3941 | 2945.345 | 6003.5474 | 2027.1116 | 4503.6811 | 2643.9956 | 692.3141 | 563.0773
2024-06-19 04:00 | 1009.0418 | 2343.5357 | 3011.8585 | 6360.3821 | 2151.4493 | 4716.5878 | 2725.6266 | 698.3538 | 578.5521
2024-06-19 05:00 | 1100.921 | 2460.4125 | 3156.7063 | 7044.0321 | 2322.6994 | 5091.5065 | 2805.8051 | 736.6778 | 606.742
2024-06-19 06:00 | 1201.057 | 2524.8266 | 3176.335 | 7495.297 | 2430.7336 | 5337.1213 | 2815.3599 | 759.1264 | 626.1765
2024-06-19 07:00 | 1313.3558 | 2487.6502 | 3171.5037 | 7798.5255 | 2453.3775 | 5286.8721 | 2579.2714 | 768.9429 | 662.6843
2024-06-19 08:00 | 1454.6361 | 2557.3321 | 3211.995 | 8479.8937 | 2673.4316 | 5513.1114 | 2604.4912 | 849.0373 | 703.0632
2024-06-19 09:00 | 1448.4646 | 2585.3925 | 3322.4449 | 8922.6871 | 2753.199 | 5583.9094 | 2678.8086 | 888.5509 | 702.7079
2024-06-19 10:00 | 1379.5671 | 2537.1674 | 3382.047 | 8733.9419 | 2895.9943 | 5478.6128 | 2658.1098 | 872.0822 | 728.3788
2024-06-19 11:00 | 1298.6632 | 2457.8004 | 3317.3739 | 8371.741 | 2899.119 | 5356.8017 | 2659.5452 | 832.4743 | 728.7529
2024-06-19 12:00 | 1268.7364 | 2414.9189 | 3329.2096 | 8141.7178 | 2794.4102 | 5329.5595 | 2644.2151 | 813.8507 | 744.8952
2024-06-19 13:00 | 1260.3946 | 2463.9062 | 3330.9005 | 8037.9131 | 2748.5423 | 5349.8414 | 2632.1425 | 797.056 | 713.1238
2024-06-19 14:00 | 1223.708 | 2525.9219 | 3310.7902 | 7941.9963 | 2664.9077 | 5287.1385 | 2646.5539 | 782.2719 | 643.6608
2024-06-19 15:00 | 1225.0692 | 2576.6798 | 3305.7199 | 8085.1359 | 2656.4364 | 5401.9588 | 2639.7149 | 792.2483 | 627.2602
2024-06-19 16:00 | 1334.9071 | 2595.4986 | 3273.9561 | 8245.4737 | 2720.8579 | 5454.8295 | 2636.3894 | 794.0157 | 631.4515
2024-06-19 17:00 | 1546.6754 | 2717.8291 | 3337.1268 | 8683.6299 | 2836.8275 | 5670.3392 | 2655.0376 | 867.5323 | 680.2516
2024-06-19 18:00 | 1657.4856 | 2987.7848 | 3668.4508 | 9630.4216 | 3184.3191 | 5988.5886 | 2900.3541 | 994.4337 | 802.587
2024-06-19 19:00 | 1533.4402 | 2941.8696 | 3748.638 | 9722.7484 | 3230.2539 | 5858.7384 | 3001.6284 | 993.5535 | 822.9183
2024-06-19 20:00 | 1318.3259 | 2719.9118 | 3630.8197 | 9063.7425 | 3003.7496 | 5412.5162 | 2924.2938 | 914.3734 | 783.3131
2024-06-19 21:00 | 1153.1922 | 2544.3331 | 3497.5182 | 8159.1991 | 2765.7005 | 5006.3599 | 2948.5219 | 847.2619 | 686.8111
2024-06-19 22:00 | 1080.9033 | 2403.1911 | 3297.2461 | 7073.0237 | 2499.9656 | 4732.8346 | 2903.8454 | 765.7682 | 655.2281
2024-06-19 23:00 | 1082.515 | 2311.5428 | 3037.6347 | 6242.2456 | 2317.6031 | 4563.6545 | 2838.8837 | 705.8188 | 573.5789
2024-06-20 | 1156.9675 | 2258.4777 | 2968.0927 | 5975.008 | 2167.0608 | 4362.5336 | 2786.5896 | 674.5673 | 584.4938
2024-06-20 01:00 | 1096.042 | 2291.4586 | 2905.3398 | 5881.5316 | 2135.1636 | 4360.285 | 2775.0598 | 669.7773 | 569.418
2024-06-20 02:00 | 1040.7301 | 2247.6227 | 2875.0922 | 5865.0982 | 2119.8078 | 4347.7394 | 2756.5123 | 660.6166 | 632.1487
2024-06-20 03:00 | 1131.7067 | 2187.6386 | 2880.8027 | 6023.8634 | 2123.741 | 4413.3314 | 2690.9619 | 668.7912 | 592.4378
2024-06-20 04:00 | 1076.6876 | 2337.5716 | 2948.2675 | 6751.6642 | 2246.7001 | 4728.8688 | 2682.156 | 692.5365 | 588.9836
2024-06-20 05:00 | 1320.111 | 2494.4229 | 3099.6847 | 7687.6548 | 2587.5591 | 5194.729 | 2746.8087 | 798.8179 | 599.8899
2024-06-20 06:00 | 1492.1307 | 2534.7067 | 2738.8642 | 8424.4726 | 2987.3418 | 5496.1207 | 2779.3695 | 881.2686 | 664.8926
2024-06-20 07:00 | 1596.4671 | 2403.1418 | 2754.9365 | 8868.0885 | 3137.1183 | 5544.2856 | 2766.395 | 910.4966 | 692.4965
2024-06-20 08:00 | 1746.3255 | 2491.1961 | 2945.5097 | 9513.4169 | 3291.0969 | 5709.726 | 2956.4095 | 983.9884 | 727.3991
2024-06-20 09:00 | 1799.8589 | 2636.9157 | 3280.3241 | 9876.9887 | 3415.4609 | 5833.2113 | 3047.4052 | 1005.8618 | 746.631
2024-06-20 10:00 | 1747.4842 | 2612.6657 | 3423.8439 | 9759.7541 | 3448.891 | 5782.6735 | 3106.8653 | 984.1401 | 771.7165
2024-06-20 11:00 | 1702.1511 | 2615.3201 | 3423.409 | 9593.5629 | 3375.8946 | 5773.1574 | 3176.5964 | 968.466 | 700.3196
2024-06-20 12:00 | 1722.8511 | 2548.9493 | 3405.9259 | 9263.3846 | 3289.0824 | 5708.6002 | 3114.9895 | 941.7534 | 687.4951
2024-06-20 13:00 | 1678.8071 | 2494.1579 | 3438.0296 | 9070.5959 | 3305.7091 | 5748.34 | 3027.7355 | 920.4344 | 707.3824
2024-06-20 14:00 | 1612.0976 | 2494.2988 | 3381.7903 | 8942.5181 | 3301.8405 | 5778.5206 | 2977.1893 | 914.2068 | 725.0673
2024-06-20 15:00 | 1673.934 | 2536.8485 | 3342.3868 | 9300.7443 | 3369.1295 | 5923.4124 | 3008.0784 | 954.7661 | 624.6336
2024-06-20 16:00 | 1723.0362 | 2652.5173 | 3430.6026 | 9596.3792 | 3368.6477 | 6027.6134 | 2947.4414 | 959.7994 | 689.5394
2024-06-20 17:00 | 1779.7819 | 2686.7723 | 3141.4621 | 9684.9196 | 3267.1771 | 5987.1449 | 2822.5755 | 958.2367 | 762.2127
2024-06-20 18:00 | 1869.1376 | 2944.7985 | 3461.8841 | 10346.6323 | 3378.6698 | 6197.3936 | 2965.2445 | 1066.3786 | 866.5648
2024-06-20 19:00 | 1805.4684 | 2965.3566 | 3636.7288 | 10532.8793 | 3380.2631 | 6128.1679 | 3117.4799 | 1082.8222 | 849.3056
2024-06-20 20:00 | 1689.6977 | 2784.3127 | 3570.8537 | 9945.9361 | 3081.9592 | 5786.4275 | 3128.7209 | 1006.3471 | 800.7799
2024-06-20 21:00 | 1490.8426 | 2600.0832 | 3365.5185 | 8939.4998 | 2883.1055 | 5390.1083 | 3130.6473 | 920.4239 | 711.6729
2024-06-20 22:00 | 1295.3795 | 2458.4885 | 3161.1428 | 7703.7461 | 2751.4739 | 4999.2407 | 2963.1255 | 835.2348 | 715.569
2024-06-20 23:00 | 1175.4259 | 2342.4604 | 3010.1413 | 6819.6756 | 2501.8803 | 4702.9336 | 2878.8132 | 759.3905 | 645.2189
2024-06-21 | 1100.6287 | 2260.7943 | 3012.8464 | 6283.4136 | 2377.7314 | 4592.9797 | 2835.8417 | 718.3532 | 624.8398
2024-06-21 01:00 | 1103.6823 | 2240.7502 | 2971.7937 | 6138.6309 | 2312.1451 | 4525.3195 | 2812.4479 | 713.4477 | 624.2648
2024-06-21 02:00 | 1149.3257 | 2219.5345 | 2889.4006 | 6135.8854 | 2317.1154 | 4526.5262 | 2796.8899 | 717.8964 | 594.9607
2024-06-21 03:00 | 1140.0045 | 2159.9557 | 2923.0676 | 6322.2245 | 2278.5419 | 4525.8341 | 2692.5924 | 705.937 | 563.4235
2024-06-21 04:00 | 1216.6135 | 2229.071 | 2975.8396 | 6972.0157 | 2461.3743 | 4750.0536 | 2663.5843 | 728.3068 | 531.015
2024-06-21 05:00 | 1303.9283 | 2408.2312 | 3098.1877 | 7886.3901 | 2696.5441 | 5227.1879 | 2691.069 | 818.6694 | 594.0609
2024-06-21 06:00 | 1430.5623 | 2460.3075 | 2803.979 | 8596.7565 | 2997.6242 | 5466.8014 | 2718.2578 | 886.5641 | 640.6479
2024-06-21 07:00 | 1466.856 | 2389.3417 | 2779.8459 | 8979.5732 | 3201.3561 | 5529.6011 | 2770.4025 | 912.7356 | 671.0482
2024-06-21 08:00 | 1604.1912 | 2434.937 | 2875.1325 | 9489.7789 | 3384.9249 | 5776.0786 | 2939.0177 | 971.1521 | 657.0467
2024-06-21 09:00 | 1656.0464 | 2529.3708 | 3214.0831 | 9790.1655 | 3521.886 | 5897.5903 | 3066.6706 | 979.6378 | 774.4563
2024-06-21 10:00 | 1604.5856 | 2566.8871 | 3311.1533 | 9749.8055 | 3532.4203 | 5959.9961 | 3153.109 | 972.7183 | 782.4645
2024-06-21 11:00 | 1613.0571 | 2535.3869 | 3311.0228 | 9586.1502 | 3488.2469 | 5967.1238 | 3181.9262 | 957.2677 | 762.5195
2024-06-21 12:00 | 1588.9449 | 2543.6257 | 3315.2267 | 9308.1085 | 3456.364 | 5867.6247 | 3157.3637 | 939.2461 | 747.2743
2024-06-21 13:00 | 1540.7806 | 2464.8532 | 3268.8337 | 9244.7174 | 3360.2882 | 5768.1762 | 3069.3056 | 907.4297 | 724.8127
2024-06-21 14:00 | 1526.2921 | 2427.0568 | 3215.3855 | 9159.4456 | 3253.4522 | 5735.62 | 2932.4169 | 883.0402 | 696.4794
2024-06-21 15:00 | 1594.5791 | 2485.1392 | 3207.3093 | 9367.513 | 3203.2111 | 5910.9219 | 2897.8712 | 887.4208 | 722.4664
2024-06-21 16:00 | 1675.6383 | 2546.012 | 3225.0948 | 9650.6276 | 3298.2673 | 6028.6179 | 2866.1076 | 914.4203 | 669.8311
2024-06-21 17:00 | 1736.0755 | 2587.246 | 3004.0195 | 9692.5437 | 3312.0688 | 5861.8286 | 2748.1393 | 922.7632 | 759.9363
2024-06-21 18:00 | 1834.1609 | 2863.3065 | 3285.832 | 10424.8117 | 3534.3088 | 5839.8147 | 2916.2021 | 1041.0666 | 887.9055
2024-06-21 19:00 | 1789.1359 | 2850.7219 | 3468.1783 | 10600.5947 | 3473.8847 | 5973.9426 | 3003.1405 | 1039.5783 | 819.2234
2024-06-21 20:00 | 1598.5177 | 2669.2721 | 3358.8791 | 10021.8572 | 3284.3049 | 5534.9191 | 3018.0893 | 963.1734 | 774.7547
2024-06-21 21:00 | 1399.169 | 2484.3622 | 3242.46 | 9030.3206 | 3001.9246 | 5194.1043 | 3027.378 | 892.8312 | 726.6415
2024-06-21 22:00 | 1203.1303 | 2314.6815 | 3103.1397 | 7838.6351 | 2661.8004 | 4863.2412 | 2927.9489 | 818.8793 | 656.6347
2024-06-21 23:00 | 1104.3674 | 2231.4484 | 2972.132 | 6911.1149 | 2470.5448 | 4588.3596 | 2877.5116 | 747.2873 | 618.887
2024-06-22 | 1059.2608 | 2178.3437 | 2869.2355 | 6444.9873 | 2367.5467 | 4435.1712 | 2840.4522 | 710.0688 | 602.9486
2024-06-22 01:00 | 1009.2841 | 2176.2579 | 2843.4602 | 6397.3655 | 2277.6743 | 4431.3782 | 2830.6115 | 706.4358 | 598.4402
2024-06-22 02:00 | 976.6239 | 2196.9614 | 2819.0089 | 6394.5555 | 2266.7302 | 4433.2874 | 2795.023 | 702.6457 | 554.9695
2024-06-22 03:00 | 957.8492 | 2162.1725 | 2798.1543 | 6515.0072 | 2317.4855 | 4474.753 | 2729.2069 | 704.7637 | 535.1106
2024-06-22 04:00 | 1054.4192 | 2226.7036 | 2863.7241 | 7139.3509 | 2438.2094 | 4701.8439 | 2680.0593 | 727.8762 | 558.408
2024-06-22 05:00 | 1296.0585 | 2399.3917 | 2949.8343 | 8023.739 | 2767.9979 | 5159.2791 | 2730.8085 | 833.6254 | 611.7426
2024-06-22 06:00 | 1604.6838 | 2395.5849 | 2661.7357 | 8621.9101 | 2986.0358 | 5326.5059 | 2752.5232 | 924.5253 | 659.4054
2024-06-22 07:00 | 1696.024 | 2340.4644 | 2696.4928 | 9005.112 | 3146.8183 | 5444.5906 | 2786.6547 | 951.983 | 682.3205
2024-06-22 08:00 | 1824.5102 | 2426.398 | 2860.0141 | 9571.6967 | 3339.8508 | 5713.6392 | 2959.4335 | 992.1973 | 696.5355
2024-06-22 09:00 | 1864.5738 | 2530.9172 | 3241.4435 | 9900.2317 | 3406.7569 | 6031.6778 | 3097.225 | 1002.44 | 731.0464
2024-06-22 10:00 | 1778.7007 | 2560.6189 | 3288.0846 | 9756.298 | 3354.3696 | 6075.9533 | 3192.6283 | 1001.314 | 722.9023
2024-06-22 11:00 | 1745.1092 | 2570.3579 | 3342.7927 | 9500.9982 | 3273.4232 | 5953.9694 | 3181.5755 | 975.4686 | 685.0929
2024-06-22 12:00 | 1722.2683 | 2540.2515 | 3334.5746 | 9177.9625 | 3217.6538 | 5875.8001 | 3054.0326 | 933.6403 | 697.4844
2024-06-22 13:00 | 1680.0448 | 2500.5924 | 3350.2193 | 9176.9793 | 3203.0246 | 5930.6987 | 2994.9843 | 914.8874 | 688.6069
2024-06-22 14:00 | 1592.7342 | 2505.0488 | 3293.3519 | 9166.4979 | 3178.4842 | 5871.71 | 2956.5348 | 899.9335 | 685.2872
2024-06-22 15:00 | 1604.8134 | 2534.1994 | 3308.1705 | 9383.8768 | 3223.5409 | 6014.313 | 2933.6985 | 914.9777 | 707.6638
2024-06-22 16:00 | 1638.9512 | 2639.4819 | 3312.7677 | 9646.1643 | 3321.2597 | 6077.134 | 2881.665 | 942.2941 | 716.3188
2024-06-22 17:00 | 1707.2587 | 2689.6083 | 2991.1235 | 9709.6308 | 3349.7792 | 6010.0434 | 2770.6152 | 948.461 | 765.1616
2024-06-22 18:00 | 1809.8121 | 2911.9873 | 3198.8459 | 10437.335 | 3646.3566 | 6233.6448 | 2944.8792 | 1059.6459 | 892.5924
2024-06-22 19:00 | 1778.6517 | 2938.7286 | 3506.6908 | 10574.07 | 3588.792 | 6121.2675 | 3060.6363 | 1080.1 | 829.4977
2024-06-22 20:00 | 1628.4134 | 2745.0128 | 3461.2324 | 10016.3782 | 3265.3705 | 5744.8381 | 3015.0289 | 1012.1309 | 784.6699
2024-06-22 21:00 | 1485.2524 | 2531.7222 | 3300.3131 | 9045.0833 | 2976.7801 | 5321.0082 | 2997.5837 | 923.5649 | 700.5166
2024-06-22 22:00 | 1297.8926 | 2402.511 | 3140.1902 | 7929.4339 | 2549.7533 | 4951.0074 | 2919.6872 | 837.0314 | 698.4716
2024-06-22 23:00 | 1216.4778 | 2332.5437 | 3020.1338 | 7082.9751 | 2264.1087 | 4739.4523 | 2871.023 | 785.0708 | 677.6956
2024-06-23 | 1161.0496 | 2290.0751 | 2992.2509 | 6645.8538 | 2074.646 | 4529.1849 | 2821.6678 | 738.403 | 683.6103
2024-06-23 01:00 | 1136.8106 | 2263.3896 | 2974.7049 | 6523.4061 | 2009.9866 | 4462.1869 | 2831.1404 | 726.0668 | 641.9106
2024-06-23 02:00 | 1115.0397 | 2274.5995 | 2923.7357 | 6559.2766 | 1944.4395 | 4383.8542 | 2795.6454 | 724.2885 | 634.4311
2024-06-23 03:00 | 1103.3045 | 2236.2545 | 2851.2162 | 6795.7336 | 1944.6725 | 4471.0969 | 2751.7919 | 720.5442 | 637.3207
2024-06-23 04:00 | 1168.1382 | 2326.8006 | 2954.2135 | 7411.5764 | 2155.4904 | 4726.0146 | 2720.6245 | 751.8992 | 642.6501
2024-06-23 05:00 | 1339.7473 | 2510.7958 | 3122.0592 | 8339.1491 | 2485.068 | 5234.8908 | 2772.0142 | 857.0694 | 641.8905
2024-06-23 06:00 | 1547.3799 | 2568.7856 | 2862.9463 | 8975.8595 | 2706.6372 | 5464.3489 | 2726.5144 | 965.4693 | 700.8278
2024-06-23 07:00 | 1617.1687 | 2491.2416 | 2813.1696 | 9367.9378 | 2928.6044 | 5538.4383 | 2784.95 | 997.4004 | 737.6754
2024-06-23 08:00 | 1684.4365 | 2532.9384 | 2910.3095 | 9868.1739 | 3279.5498 | 5756.5912 | 2912.9154 | 1029.5049 | 717.6885
2024-06-23 09:00 | 1703.7439 | 2629.7446 | 3231.6156 | 10092.1298 | 3488.7822 | 5856.6298 | 3012.734 | 1019.8606 | 742.8694
2024-06-23 10:00 | 1688.2258 | 2596.2583 | 3346.6845 | 9985.9534 | 3546.4646 | 5837.3657 | 2987.4453 | 1009.9088 | 757.8119
2024-06-23 11:00 | 1694.4487 | 2553.4334 | 3361.1596 | 9714.0928 | 3483.9947 | 5760.1795 | 3030.5196 | 974.5115 | 730.5756
2024-06-23 12:00 | 1691.7256 | 2570.8061 | 3323.906 | 9398.2112 | 3319.4758 | 5651.3532 | 3027.3558 | 923.548 | 688.9784
2024-06-23 13:00 | 1722.6757 | 2563.7487 | 3288.8758 | 9268.1289 | 3240.5994 | 5615.7601 | 3030.8443 | 918.9872 | 667.2667
2024-06-23 14:00 | 1639.4392 | 2506.3596 | 3277.9765 | 9186.933 | 3212.6387 | 5643.9601 | 2895.5254 | 906.158 | 707.5579
2024-06-23 15:00 | 1645.5658 | 2517.3043 | 3277.0687 | 9430.1174 | 3162.442 | 5842.2441 | 2967.3376 | 936.3949 | 728.505
2024-06-23 16:00 | 1629.8485 | 2567.7699 | 3251.7538 | 9663.5873 | 3284.3831 | 5905.1129 | 2943.5734 | 959.4376 | 721.7911
2024-06-23 17:00 | 1692.5957 | 2620.8044 | 3045.0498 | 9698.845 | 3244.172 | 5820.6766 | 2804.481 | 976.3959 | 830.977
2024-06-23 18:00 | 1835.2042 | 2897.8698 | 3350.5151 | 10504.7798 | 3482.9409 | 6040.7806 | 2956.7768 | 1095.8264 | 906.9626
2024-06-23 19:00 | 1713.1211 | 2882.8407 | 3554.8126 | 10734.1043 | 3531.9312 | 5978.1291 | 3097.1524 | 1085.0479 | 871.1711
2024-06-23 20:00 | 1564.2779 | 2722.01 | 3461.6215 | 10107.1356 | 3351.0993 | 5654.7177 | 3046.9873 | 1004.4986 | 845.9087
2024-06-23 21:00 | 1468.0914 | 2525.9497 | 3312.1845 | 9138.9846 | 3118.9946 | 5226.9228 | 3025.1803 | 911.6088 | 724.2741
2024-06-23 22:00 | 1379.2882 | 2394.338 | 3095.7417 | 7975.9231 | 2789.1241 | 4855.9457 | 2918.9135 | 830.4651 | 658.1491
2024-06-23 23:00 | 1264.1119 | 2283.671 | 2944.5784 | 7024.5448 | 2514.6901 | 4635.9206 | 2830.1393 | 757.3946 | 643.4369
2024-06-24 | 1171.9857 | 2232.7076 | 2947.3113 | 6595.1753 | 2427.8135 | 4515.1891 | 2807.7536 | 708.2248 | 612.0054
2024-06-24 01:00 | 1101.3926 | 2219.4008 | 2929.4063 | 6459.962 | 2375.7992 | 4505.6255 | 2805.1279 | 716.0111 | 613.0323
2024-06-24 02:00 | 1084.6522 | 2201.1331 | 2886.723 | 6492.5857 | 2343.667 | 4489.421 | 2817.1911 | 718.6027 | 611.5787
2024-06-24 03:00 | 1095.8035 | 2190.0042 | 2817.3858 | 6659.3888 | 2337.5299 | 4537.4714 | 2760.9524 | 714.9897 | 574.0815
2024-06-24 04:00 | 1158.0342 | 2244.8457 | 2884.6785 | 7231.5962 | 2425.7394 | 4760.6012 | 2711.3877 | 737.2385 | 579.8538
2024-06-24 05:00 | 1282.2095 | 2403.0853 | 3028.5863 | 8084.5986 | 2786.4952 | 5230.4499 | 2770.0594 | 832.8886 | 633.1593
2024-06-24 06:00 | 1481.6239 | 2429.5089 | 2779.2401 | 8649.0601 | 3009.2062 | 5485.1778 | 2793.8968 | 924.3698 | 711.354
2024-06-24 07:00 | 1577.8593 | 2369.5396 | 2721.9317 | 9019.9543 | 3156.8248 | 5589.7884 | 2793.9771 | 961.0427 | 759.2917
2024-06-24 08:00 | 1721.4378 | 2406.5955 | 2784.7511 | 9527.8495 | 3335.5682 | 5920.5163 | 2961.5568 | 1014.0737 | 786.7495
2024-06-24 09:00 | 1764.0683 | 2549.7292 | 3137.6225 | 9878.5881 | 3399.7754 | 6149.6236 | 3111.6482 | 1023.05 | 773.8009
2024-06-24 10:00 | 1745.1892 | 2521.1425 | 3387.3793 | 9689.4135 | 3403.0067 | 6151.9756 | 3118.1667 | 999.3672 | 789.1835
2024-06-24 11:00 | 1666.1398 | 2477.083 | 3359.591 | 9338.9465 | 3308.8338 | 6117.4602 | 3050.5369 | 954.6373 | 761.7843
2024-06-24 12:00 | 1594.8109 | 2472.3791 | 3423.1406 | 8876.2817 | 3296.8118 | 6043.8845 | 3053.7596 | 913.3803 | 757.0303
2024-06-24 13:00 | 1549.7966 | 2486.9517 | 3528.1084 | 8641.6295 | 3238.531 | 6133.6272 | 3050.3821 | 900.8536 | 770.5562
2024-06-24 14:00 | 1521.0214 | 2502.2343 | 3510.1867 | 8538.0164 | 3174.6935 | 6099.6242 | 3038.4128 | 877.5818 | 761.6998
2024-06-24 15:00 | 1531.8059 | 2522.7867 | 3550.8908 | 8683.8944 | 3108.2291 | 6160.8661 | 2920.5519 | 875.4487 | 706.9007
2024-06-24 16:00 | 1604.3096 | 2571.1546 | 3427.5104 | 8834.3924 | 3170.2326 | 6158.266 | 2903.2179 | 895.151 | 685.555
2024-06-24 17:00 | 1676.4713 | 2626.0912 | 3319.9418 | 8883.5101 | 3104.1399 | 5982.9864 | 2789.0403 | 906.6373 | 727.0329
2024-06-24 18:00 | 1779.0463 | 2819.2814 | 3530.4022 | 9630.424 | 3298.3031 | 6038.2605 | 2892.3715 | 1005.1131 | 861.4045
2024-06-24 19:00 | 1749.1799 | 2790.8203 | 3634.7246 | 9888.8157 | 3273.8796 | 5927.5683 | 3010.9679 | 1003.615 | 836.361
2024-06-24 20:00 | 1589.6021 | 2616.1924 | 3516.8327 | 9413.9678 | 3174.1562 | 5614.2402 | 2938.0226 | 930.8983 | 805.9335
2024-06-24 21:00 | 1438.5879 | 2472.3324 | 3382.0911 | 8736.1592 | 2941.9713 | 5225.5484 | 2819.3175 | 858.0518 | 726.1633
2024-06-24 22:00 | 1261.5926 | 2333.5767 | 3207.2432 | 7793.8656 | 2744.4122 | 4828.1001 | 2798.2394 | 786.3372 | 659.7544
2024-06-24 23:00 | 1148.4459 | 2258.0648 | 2984.9251 | 7084.7954 | 2487.547 | 4565.4345 | 2771.572 | 725.3958 | 607.2856
2024-06-25 | 1078.5312 | 2239.2097 | 2940.159 | 6694.827 | 2282.5821 | 4484.3611 | 2755.647 | 695.216 | 595.4848
2024-06-25 01:00 | 1031.0122 | 2226.7056 | 2915.6898 | 6529.498 | 2112.6192 | 4443.2297 | 2726.5277 | 687.0684 | 592.751
2024-06-25 02:00 | 1020.6306 | 2227.0198 | 2803.0757 | 6477.4993 | 2131.1836 | 4428.4104 | 2704.8364 | 691.1673 | 577.5135
2024-06-25 03:00 | 1018.9181 | 2214.4154 | 2870.0854 | 6507.9172 | 2150.599 | 4456.3316 | 2669.5626 | 699.8674 | 585.703
2024-06-25 04:00 | 1064.0822 | 2327.2358 | 3006.2601 | 6833.3271 | 2249.4957 | 4663.5656 | 2771.6048 | 721.8667 | 575.5447
2024-06-25 05:00 | 1198.7188 | 2478.9652 | 3171.4341 | 7592.3404 | 2474.1601 | 5092.3017 | 2892.8425 | 778.5386 | 626.7991
2024-06-25 06:00 | 1355.9419 | 2517.1325 | 3211.3766 | 7987.8998 | 2589.2055 | 5312.1882 | 2911.0952 | 790.1613 | 618.7121
2024-06-25 07:00 | 1438.8515 | 2428.8075 | 3101.7321 | 8359.2182 | 2610.9476 | 5320.4793 | 2758.33 | 818.7103 | 680.6679
2024-06-25 08:00 | 1614.0661 | 2523.2139 | 3174.1475 | 9128.4846 | 2785.6976 | 5505.2521 | 2801.2294 | 901.3472 | 701.2239
2024-06-25 09:00 | 1611.0949 | 2541.904 | 3347.4223 | 9606.4704 | 2965.6993 | 5583.6866 | 2824.1302 | 927.1667 | 666.4619
2024-06-25 10:00 | 1511.815 | 2526.8081 | 3375.4649 | 9500.8379 | 2922.5998 | 5577.5701 | 2854.541 | 896.1614 | 633.4252
2024-06-25 11:00 | 1427.5876 | 2484.2679 | 3359.0883 | 9109.0474 | 2822.3569 | 5470.2518 | 2812.9333 | 855.9746 | 678.7584
2024-06-25 12:00 | 1390.6692 | 2502.1133 | 3355.2984 | 8936.7691 | 2753.7235 | 5412.9983 | 2794.7371 | 821.6707 | 730.827
2024-06-25 13:00 | 1346.2768 | 2529.4104 | 3340.7457 | 8804.3033 | 2640.3426 | 5446.1106 | 2832.5968 | 815.8385 | 691.4185
2024-06-25 14:00 | 1346.3333 | 2532.5005 | 3277.8666 | 8620.9954 | 2671.8358 | 5424.2905 | 2812.4473 | 818.0534 | 685.6404
2024-06-25 15:00 | 1404.0023 | 2522.8844 | 3303.959 | 8714.8323 | 2725.4815 | 5563.4917 | 2737.9752 | 846.4606 | 602.5147
2024-06-25 16:00 | 1498.3241 | 2489.3284 | 3159.039 | 8843.5648 | 2853.6587 | 5563.8579 | 2824.7641 | 864.1554 | 672.238
2024-06-25 17:00 | 1604.0273 | 2634.2953 | 3252.2674 | 9042.419 | 2967.2708 | 5792.6094 | 2776.3181 | 895.0668 | 750.1492
2024-06-25 18:00 | 1704.821 | 2918.5451 | 3422.6674 | 9782.0066 | 3266.9526 | 6041.1413 | 2965.6194 | 1010.3314 | 853.777
2024-06-25 19:00 | 1619.3517 | 2796.5449 | 3357.1081 | 9816.0515 | 3249.032 | 5872.1654 | 2973.7012 | 1003.4177 | 823.4658
2024-06-25 20:00 | 1439.9529 | 2606.4802 | 3219.3832 | 9296.2436 | 2959.8409 | 5429.3079 | 2904.334 | 921.3546 | 747.0284
2024-06-25 21:00 | 1279.8977 | 2395.8358 | 3072.4974 | 8519.0217 | 2696.7468 | 5035.1701 | 2792.4939 | 850.477 | 657.9722
2024-06-25 22:00 | 1143.9585 | 2269.9243 | 2940.2842 | 7583.6146 | 2410.374 | 4663.8742 | 2691.937 | 765.5846 | 604.3829
2024-06-25 23:00 | 1040.3162 | 2175.612 | 2847.3217 | 6795.9104 | 2226.6742 | 4444.6679 | 2628.0168 | 719.2347 | 596.5089
2024-06-26 | 981.8201 | 2144.9534 | 2812.386 | 6479.2011 | 2135.3417 | 4397.5102 | 2609.542 | 702.8283 | 572.4328
2024-06-26 01:00 | 958.7993 | 2160.6672 | 2800.9171 | 6276.8538 | 2064.8152 | 4394.0956 | 2592.4435 | 688.1849 | 612.963
2024-06-26 02:00 | 938.4201 | 2151.1599 | 2779.8415 | 6239.9468 | 2029.299 | 4390.0893 | 2595.7217 | 683.6226 | 580.485
2024-06-26 03:00 | 918.4002 | 2139.5101 | 2743.8273 | 6296.5252 | 2035.0954 | 4414.261 | 2566.598 | 691.4784 | 583.4877
2024-06-26 04:00 | 955.8717 | 2220.9557 | 2806.6623 | 6666.2258 | 2133.3556 | 4655.9902 | 2612.5338 | 695.9118 | 613.7776
2024-06-26 05:00 | 1023.9988 | 2334.5265 | 2958.9735 | 7266.624 | 2360.5283 | 5006.653 | 2722.3019 | 739.3687 | 623.0257
2024-06-26 06:00 | 1116.0168 | 2403.1463 | 2946.7086 | 7719.514 | 2443.2522 | 5154.5939 | 2785.8149 | 754.6237 | 639.9649
2024-06-26 07:00 | 1234.118 | 2345.8996 | 2904.8368 | 8027.1998 | 2455.98 | 5129.9913 | 2627.6921 | 775.2125 | 630.3945
2024-06-26 08:00 | 1416.5651 | 2387.4389 | 3028.8019 | 8611.225 | 2629.8597 | 5371.9797 | 2653.4494 | 841.4425 | 645.3142
2024-06-26 09:00 | 1506.34 | 2396.0111 | 3131.4617 | 8891.2313 | 2711.6949 | 5484.7742 | 2718.2576 | 856.7176 | 612.357
2024-06-26 10:00 | 1453.0455 | 2358.8476 | 3141.3226 | 8734.2239 | 2814.2449 | 5382.9467 | 2722.0657 | 846.4598 | 667.9438
2024-06-26 11:00 | 1390.811 | 2324.076 | 3104.0456 | 8500.5959 | 2782.765 | 5267.7448 | 2711.5129 | 821.926 | 685.2277
2024-06-26 12:00 | 1356.4057 | 2320.9896 | 3107.1875 | 8242.3467 | 2721.5299 | 5247.2437 | 2689.5363 | 804.1729 | 652.9067
2024-06-26 13:00 | 1346.1323 | 2305.3882 | 3121.7867 | 8200.5465 | 2638.6329 | 5239.9683 | 2705.5288 | 792.302 | 704.0738
2024-06-26 14:00 | 1331.5446 | 2281.2909 | 3083.0101 | 8110.4725 | 2555.2166 | 5213.5487 | 2708.8981 | 762.9559 | 632.2443
2024-06-26 15:00 | 1405.1343 | 2319.3826 | 3033.9402 | 8253.2675 | 2541.0526 | 5344.6856 | 2682.8909 | 768.7205 | 573.1388
2024-06-26 16:00 | 1474.5608 | 2382.9037 | 3010.2642 | 8440.835 | 2565.7433 | 5379.3528 | 2665.5296 | 798.9573 | 629.1141
2024-06-26 17:00 | 1611.0719 | 2483.3721 | 3116.1479 | 8763.7674 | 2735.0081 | 5568.4073 | 2647.6609 | 832.787 | 673.9346
2024-06-26 18:00 | 1700.6718 | 2779.1644 | 3325.916 | 9714.095 | 3117.3346 | 5789.7185 | 2835.3473 | 959.1599 | 794.3987
2024-06-26 19:00 | 1605.5848 | 2743.2081 | 3370.268 | 9864.7561 | 3121.2683 | 5684.1808 | 2964.1178 | 979.6284 | 741.5379
2024-06-26 20:00 | 1470.4356 | 2563.1971 | 3172.4677 | 9349.897 | 2848.4881 | 5347.5082 | 2947.8734 | 930.9085 | 705.1642
2024-06-26 21:00 | 1322.7747 | 2374.1636 | 3007.8804 | 8416.2513 | 2601.0152 | 4958.3437 | 2912.9771 | 834.3589 | 675.7579
2024-06-26 22:00 | 1157.9423 | 2291.2456 | 2946.9513 | 7366.5907 | 2344.4818 | 4689.5903 | 2936.3672 | 757.0545 | 633.2162
2024-06-26 23:00 | 1071.4674 | 2206.3414 | 2857.0499 | 6624.0986 | 2081.3335 | 4515.3688 | 2896.8777 | 720.3325 | 581.1225
2024-06-27 | 1008.6986 | 2178.6103 | 2819.0316 | 6269.3634 | 1994.9178 | 4355.2062 | 2842.7544 | 698.1524 | 565.9095
2024-06-27 01:00 | 999.9875 | 2196.1357 | 2825.2005 | 6181.2461 | 1930.2191 | 4357.6557 | 2805.5107 | 692.6433 | 564.2198
2024-06-27 02:00 | 971.8553 | 2187.7875 | 2792.8111 | 6223.2241 | 1949.3561 | 4364.8991 | 2755.5023 | 685.8891 | 553.015
2024-06-27 03:00 | 959.6445 | 2175.005 | 2735.3039 | 6437.6242 | 2013.9195 | 4398.3693 | 2686.4873 | 691.8617 | 550.71
2024-06-27 04:00 | 992.2758 | 2277.1907 | 2794.7649 | 6976.1638 | 2144.9261 | 4727.8377 | 2718.3156 | 712.0459 | 534.1149
2024-06-27 05:00 | 1151.084 | 2407.7078 | 2971.577 | 7946.2812 | 2460.9904 | 5128.7016 | 2741.3338 | 809.0909 | 582.3936
2024-06-27 06:00 | 1352.7325 | 2391.1449 | 2681.2809 | 8484.4508 | 2744.3356 | 5218.8819 | 2719.5523 | 896.652 | 632.6487
2024-06-27 07:00 | 1435.5402 | 2317.725 | 2614.3979 | 8840.078 | 2971.2704 | 5298.5785 | 2735.9098 | 912.1904 | 680.0284
2024-06-27 08:00 | 1602.1287 | 2409.4844 | 2747.5275 | 9450.1729 | 3151.294 | 5693.9113 | 2878.5666 | 955.5546 | 716.3114
2024-06-27 09:00 | 1701.4004 | 2558.4921 | 3109.2008 | 9901.0752 | 3303.548 | 5804.5057 | 3061.7802 | 991.1343 | 731.221
2024-06-27 10:00 | 1685.4679 | 2603.9983 | 3230.2306 | 9865.293 | 3279.8086 | 5863.7133 | 3090.9077 | 978.4042 | 693.124
2024-06-27 11:00 | 1674.4746 | 2578.8806 | 3223.049 | 9608.0867 | 3267.8079 | 5814.028 | 3106.0672 | 941.5902 | 663.5605
2024-06-27 12:00 | 1660.489 | 2526.1425 | 3216.5148 | 9286.3213 | 3214.9403 | 5778.0121 | 3141.7011 | 896.0502 | 604.1113
2024-06-27 13:00 | 1607.4846 | 2497.3509 | 3203.4132 | 9116.033 | 3153.3811 | 5769.7342 | 3103.8314 | 872.1391 | 681.9893
2024-06-27 14:00 | 1608.5694 | 2503.5918 | 3169.7882 | 9096.4554 | 3130.2732 | 5701.0666 | 3018.1748 | 868.4635 | 641.2981
2024-06-27 15:00 | 1650.4726 | 2549.4283 | 3234.4863 | 9325.9926 | 3111.5844 | 5863.6235 | 3025.4205 | 882.3795 | 652.9775
2024-06-27 16:00 | 1652.3375 | 2627.7932 | 3245.1531 | 9483.3547 | 3192.272 | 5905.819 | 3005.2547 | 895.6367 | 710.1633
2024-06-27 17:00 | 1726.0761 | 2620.2633 | 3014.4883 | 9582.5165 | 3152.3367 | 5899.9495 | 2871.9721 | 920.2255 | 764.3591
2024-06-27 18:00 | 1820.5062 | 2801.1555 | 3285.8438 | 10237.5706 | 3440.039 | 6049.5782 | 2978.8452 | 1014.5279 | 862.2723
2024-06-27 19:00 | 1715.6962 | 2807.8436 | 3434.9339 | 10327.6517 | 3448.3751 | 5912.289 | 3058.4843 | 1009.1073 | 813.1999
2024-06-27 20:00 | 1558.4377 | 2662.6609 | 3336.7197 | 9845.4527 | 3272.6513 | 5545.7085 | 3032.2159 | 934.8796 | 765.0498
2024-06-27 21:00 | 1380.9825 | 2517.101 | 3247.7228 | 8987.3564 | 2982.396 | 5181.255 | 3021.3274 | 866.0425 | 732.7591
2024-06-27 22:00 | 1201.3542 | 2362.0016 | 3109.6965 | 7780.4699 | 2676.3262 | 4773.3979 | 2915.1235 | 809.4163 | 700.7425
2024-06-27 23:00 | 1065.3887 | 2294.9083 | 2982.388 | 6969.8163 | 2478.3182 | 4556.0906 | 2832.6439 | 734.8413 | 626.4785
2024-06-28 | 1006.6914 | 2252.623 | 2826.2783 | 6631.6583 | 2356.0636 | 4482.6058 | 2850.2649 | 704.6344 | 617.0233
2024-06-28 01:00 | 992.894 | 2178.1929 | 2805.4282 | 6468.891 | 2288.7921 | 4459.8453 | 2834.1735 | 694.4022 | 631.9511
2024-06-28 02:00 | 1000.4815 | 2206.4237 | 2706.4788 | 6362.132 | 2262.4544 | 4385.558 | 2788.0022 | 681.271 | 580.1157
2024-06-28 03:00 | 1010.2784 | 2176.3368 | 2665.7217 | 6525.5762 | 2268.2518 | 4398.2938 | 2746.1706 | 674.7527 | 576.0058
2024-06-28 04:00 | 1107.4793 | 2245.711 | 2684.8442 | 7142.2377 | 2398.9106 | 4599.4095 | 2740.1985 | 700.7014 | 576.7658
2024-06-28 05:00 | 1299.362 | 2384.5852 | 2792.7639 | 8056.7122 | 2686.6059 | 5036.2638 | 2774.9213 | 803.6315 | 640.1311
2024-06-28 06:00 | 1470.1872 | 2408.3493 | 2603.6314 | 8612.3284 | 2901.1031 | 5365.9375 | 2689.0725 | 890.1108 | 644.5528
2024-06-28 07:00 | 1552.5413 | 2351.8575 | 2568.9036 | 8941.3179 | 3013.9482 | 5312.8835 | 2695.5254 | 907.9261 | 665.3924
2024-06-28 08:00 | 1709.9207 | 2447.7956 | 2674.2196 | 9568.1316 | 3196.5322 | 5590.1341 | 2897.9404 | 962.465 | 738.7365
2024-06-28 09:00 | 1801.0605 | 2533.4435 | 3034.0031 | 9849.7 | 3295.8135 | 5673.3701 | 3032.674 | 982.1839 | 812.5902
2024-06-28 10:00 | 1676.5973 | 2539.2985 | 3138.5005 | 9724.7466 | 3370.5038 | 5671.3493 | 3040.5942 | 981.8498 | 814.455
2024-06-28 11:00 | 1624.641 | 2504.9801 | 3117.5434 | 9483.1888 | 3256.8881 | 5634.2026 | 3091.4672 | 985.8527 | 748.1478
2024-06-28 12:00 | 1641.2397 | 2456.7637 | 3059.0168 | 9092.0929 | 3174.6028 | 5471.4432 | 2995.257 | 959.584 | 754.8284
2024-06-28 13:00 | 1600.3837 | 2415.1368 | 3078.7916 | 9047.0734 | 3122.029 | 5467.8217 | 2925.5035 | 965.8041 | 735.1798
2024-06-28 14:00 | 1605.1406 | 2383.8976 | 3037.4431 | 8970.2097 | 3089.3834 | 5471.4391 | 2851.3372 | 960.1507 | 712.5039
2024-06-28 15:00 | 1655.0159 | 2408.3873 | 3022.9702 | 9175.1236 | 3117.5393 | 5661.384 | 2853.6906 | 950.9528 | 686.4064
2024-06-28 16:00 | 1692.2867 | 2466.0749 | 3088.6678 | 9410.078 | 3187.029 | 5735.687 | 2870.6133 | 945.6349 | 719.1131
2024-06-28 17:00 | 1726.6073 | 2577.5678 | 2882.9808 | 9515.6425 | 3151.1527 | 5730.2473 | 2731.7869 | 935.2335 | 760.3274
2024-06-28 18:00 | 1743.8751 | 2859.7448 | 3170.3517 | 10228.82 | 3375.8066 | 5898.8993 | 2865.5976 | 1027.9548 | 824.3638
2024-06-28 19:00 | 1779.9588 | 2862.4326 | 3370.6298 | 10299.5056 | 3333.9537 | 5785.7201 | 2997.7366 | 1031.9756 | 800.5493
2024-06-28 20:00 | 1649.8419 | 2678.2579 | 3307.7664 | 9793.9475 | 2975.118 | 5433.8028 | 2970.5723 | 965.3883 | 741.8361
2024-06-28 21:00 | 1471.1123 | 2485.096 | 3189.0107 | 8923.3803 | 2681.9502 | 5049.1588 | 2927.2812 | 880.5568 | 706.7279
2024-06-28 22:00 | 1326.129 | 2344.4564 | 2988.8863 | 7780.4133 | 2402.0387 | 4742.0426 | 2859.2608 | 810.7853 | 643.8015
2024-06-28 23:00 | 1235.4506 | 2264.5755 | 2865.3387 | 6883.7212 | 2140.9935 | 4456.8797 | 2793.7514 | 743.0626 | 604.1449
2024-06-29 | 1174.7538 | 2187.7753 | 2829.7319 | 6532.8107 | 1973.6432 | 4360.6711 | 2780.0472 | 719.1484 | 584.4981
2024-06-29 01:00 | 1163.9426 | 2196.285 | 2785.3869 | 6393.5012 | 1877.7666 | 4347.8609 | 2746.6696 | 704.9303 | 582.8339
2024-06-29 02:00 | 1118.9585 | 2175.3589 | 2745.2759 | 6372.7 | 1833.288 | 4361.8951 | 2715.9631 | 700.6512 | 603.0581
2024-06-29 03:00 | 1079.099 | 2156.124 | 2763.2742 | 6569.4788 | 1882.6074 | 4324.903 | 2709.1465 | 712.8369 | 587.7114
2024-06-29 04:00 | 1160.7775 | 2244.507 | 2800.7602 | 7208.5137 | 2027.3665 | 4486.2672 | 2697.8945 | 728.7242 | 607.516
2024-06-29 05:00 | 1263.0491 | 2398.6207 | 2899.0723 | 8123.7938 | 2319.9933 | 5051.5088 | 2768.9484 | 808.8671 | 656.6275
2024-06-29 06:00 | 1383.4917 | 2342.3371 | 2619.8896 | 8704.0051 | 2705.0687 | 5284.8217 | 2764.5531 | 876.5999 | 652.4182
2024-06-29 07:00 | 1441.5234 | 2313.6425 | 2684.1421 | 8958.9981 | 2828.5669 | 5313.8088 | 2764.9884 | 908.6609 | 694.0769
2024-06-29 08:00 | 1594.4464 | 2376.2738 | 2822.5089 | 9446.7165 | 3104.8075 | 5541.8336 | 2883.1773 | 948.5332 | 749.7939
2024-06-29 09:00 | 1679.8492 | 2466.2891 | 3204.0478 | 9806.9157 | 3240.9127 | 5643.9402 | 3008.3259 | 919.2556 | 757.8222
2024-06-29 10:00 | 1643.4252 | 2460.3256 | 3305.4256 | 9736.8404 | 3261.9526 | 5626.4334 | 3027.1609 | 901.5026 | 752.271
2024-06-29 11:00 | 1710.1369 | 2445.1047 | 3261.7468 | 9530.4719 | 3211.5773 | 5624.6697 | 3046.3636 | 896.625 | 719.5893
2024-06-29 12:00 | 1727.4187 | 2386.4331 | 3165.7342 | 9163.8886 | 3147.0427 | 5549.7481 | 2978.4439 | 898.8715 | 716.0149
2024-06-29 13:00 | 1658.5092 | 2395.9772 | 3197.4451 | 8978.8102 | 3091.9618 | 5520.3021 | 2940.9606 | 898.9512 | 724.9797
2024-06-29 14:00 | 1700.537 | 2433.6218 | 3216.8628 | 8932.1428 | 3092.6864 | 5502.7262 | 2903.2636 | 908.5785 | 662.7383
2024-06-29 15:00 | 1752.3444 | 2471.7212 | 3253.1036 | 9063.3682 | 3102.5731 | 5591.8772 | 2851.9177 | 904.8956 | 744.5997
2024-06-29 16:00 | 1738.3553 | 2547.1572 | 3275.0339 | 9366.8231 | 3217.9011 | 5651.6542 | 2827.1774 | 923.3291 | 710.0447
2024-06-29 17:00 | 1726.019 | 2609.1894 | 3050.6294 | 9483.5123 | 3206.7121 | 5680.2643 | 2731.5461 | 940.1466 | 733.9796
2024-06-29 18:00 | 1750.9962 | 2900.9796 | 3372.5996 | 10133.7651 | 3465.6639 | 5856.8222 | 2873.3841 | 1041.6366 | 851.362
2024-06-29 19:00 | 1628.3138 | 2902.7917 | 3690.6847 | 10376.1848 | 3454.5235 | 5700.3761 | 3032.2721 | 1035.6817 | 810.1732
2024-06-29 20:00 | 1495.5264 | 2708.4562 | 3580.9467 | 9832.37 | 3249.2567 | 5343.9539 | 3003.6316 | 961.4513 | 740.928
2024-06-29 21:00 | 1342.6037 | 2440.3785 | 3430.9415 | 8976.953 | 2985.966 | 4951.1928 | 2965.0285 | 887.5293 | 719.8387
2024-06-29 22:00 | 1157.3619 | 2293.9165 | 3283.3079 | 7945.8839 | 2771.8554 | 4665.702 | 2854.3359 | 823.517 | 640.1398
2024-06-29 23:00 | 1020.9583 | 2214.2305 | 3132.9886 | 6982.6218 | 2534.5452 | 4425.4127 | 2796.7822 | 751.6272 | 587.1015
2024-06-30 | 1001.794 | 2186.6434 | 3036.3842 | 6639.7394 | 2383.3889 | 4332.066 | 2813.5765 | 718.6756 | 580.4016
2024-06-30 01:00 | 976.5857 | 2170.4545 | 2985.3633 | 6538.2207 | 2348.7939 | 4315.425 | 2833.3192 | 716.5863 | 586.6428
2024-06-30 02:00 | 966.7597 | 2073.0064 | 2935.1119 | 6517.7763 | 2326.2705 | 4291.1897 | 2776.4432 | 706.7342 | 553.8246
2024-06-30 03:00 | 967.6004 | 2086.3676 | 2887.3164 | 6625.7369 | 2358.8137 | 4272.4815 | 2704.0603 | 706.6031 | 540.9763
2024-06-30 04:00 | 1039.1389 | 2200.2974 | 2967.4171 | 7196.6925 | 2356.5932 | 4493.1078 | 2691.4802 | 718.1986 | 546.4964
2024-06-30 05:00 | 1167.1764 | 2321.0709 | 3059.6616 | 8132.0803 | 2727.9477 | 4985.0754 | 2710.8878 | 805.671 | 605.662
2024-06-30 06:00 | 1371.9693 | 2302.6395 | 2771.352 | 8679.2842 | 2942.4524 | 5156.1653 | 2660.4552 | 866.9354 | 671.6333
2024-06-30 07:00 | 1435.1972 | 2254.4577 | 2778.9175 | 8928.2915 | 3058.403 | 5234.9651 | 2673.036 | 884.1785 | 702.2412
2024-06-30 08:00 | 1618.0375 | 2315.5466 | 2872.2591 | 9357.3058 | 3159.0158 | 5464.3503 | 2784.4212 | 962.3441 | 713.8515
2024-06-30 09:00 | 1726.2182 | 2464.0228 | 3215.6493 | 9781.2064 | 3263.0477 | 5648.8681 | 2927.2259 | 979.068 | 700.9182
2024-06-30 10:00 | 1734.1496 | 2477.4781 | 3308.7699 | 9642.493 | 3225.4826 | 5638.088 | 2944.8598 | 976.3274 | 682.7531
2024-06-30 11:00 | 1794.7127 | 2446.7338 | 3282.4386 | 9332.5271 | 3105.8658 | 5568.2491 | 2934.7316 | 942.84 | 683.4811
2024-06-30 12:00 | 1784.9798 | 2484.0124 | 3236.4682 | 9015.1147 | 2996.3852 | 5425.794 | 2944.6772 | 916.4222 | 674.6674
2024-06-30 13:00 | 1777.057 | 2470.191 | 3252.4308 | 8886.6906 | 2987.5541 | 5426.6192 | 2959.5594 | 904.2846 | 679.4201
2024-06-30 14:00 | 1741.7493 | 2423.3251 | 3239.456 | 8795.6008 | 2980.3287 | 5507.3907 | 2892.7349 | 887.7994 | 685.3228
2024-06-30 15:00 | 1746.4958 | 2493.6215 | 3263.7831 | 9020.1417 | 3019.2787 | 5640.0786 | 2871.5909 | 905.6561 | 718.3215
2024-06-30 16:00 | 1749.6102 | 2613.0681 | 3265.874 | 9208.3552 | 3136.0945 | 5700.5346 | 2808.7623 | 919.3971 | 701.8113
2024-06-30 17:00 | 1832.5816 | 2616.2342 | 2922.2574 | 9158.0383 | 3182.9572 | 5743.3509 | 2669.9731 | 919.465 | 673.9071
2024-06-30 18:00 | 1946.4952 | 2830.6499 | 3260.1318 | 9853.15 | 3405.8059 | 5932.753 | 2784.6185 | 1027.649 | 800.1291
2024-06-30 19:00 | 1908.2298 | 2799.9993 | 3498.7372 | 10167.0308 | 3402.9183 | 5807.5374 | 2901.0886 | 1053.4101 | 842.0178
2024-06-30 20:00 | 1767.5841 | 2609.3953 | 3424.5596 | 9650.4667 | 3218.0394 | 5495.669 | 2892.6243 | 975.1479 | 799.298
2024-06-30 21:00 | 1584.0789 | 2425.8086 | 3319.8999 | 8728.4217 | 2958.449 | 5063.564 | 2872.4881 | 881.9022 | 772.629
2024-06-30 22:00 | 1341.6191 | 2301.1117 | 3165.4148 | 7636.0583 | 2651.6301 | 4699.6371 | 2821.8318 | 814.2671 | 728.432
2024-06-30 23:00 | 1250.6942 | 2222.0807 | 3071.2689 | 6837.9035 | 2425.3657 | 4471.3705 | 2788.1065 | 755.1236 | 653.0376
2024-07-01 | 1183.6148 | 2212.0537 | 3014.7183 | 6337.8285 | 2276.0844 | 4403.2454 | 2782.8971 | 721.9304 | 634.8322
2024-07-01 01:00 | 1130.4567 | 2221.6342 | 2963.8511 | 6159.8198 | 2190.8499 | 4378.423 | 2804.0981 | 709.1889 | 667.1448
2024-07-01 02:00 | 1105.0659 | 2208.2479 | 2938.042 | 6121.2648 | 2199.1735 | 4367.2236 | 2752.6878 | 710.8367 | 645.7298
2024-07-01 03:00 | 1113.096 | 2205.9051 | 2894.1671 | 6365.9907 | 2217.6363 | 4435.9553 | 2707.0806 | 713.8772 | 624.1401
2024-07-01 04:00 | 1189.8579 | 2228.0579 | 2925.6768 | 7010.8526 | 2320.0206 | 4678.3689 | 2705.4376 | 732.1556 | 624.7635
2024-07-01 05:00 | 1332.5827 | 2354.9633 | 3026.8378 | 7943.7448 | 2572.8356 | 5099.0106 | 2796.2862 | 802.5911 | 620.4768
2024-07-01 06:00 | 1542.9117 | 2340.9903 | 2673.2892 | 8431.2055 | 2854.358 | 5282.4491 | 2722.027 | 858.9737 | 663.4557
2024-07-01 07:00 | 1640.1842 | 2338.0814 | 2713.2266 | 8681.0412 | 2962.825 | 5409.8931 | 2708.1254 | 903.418 | 683.0206
2024-07-01 08:00 | 1783.2592 | 2459.9461 | 2844.6423 | 9295.9025 | 3138.9024 | 5652.1867 | 2820.9599 | 993.5719 | 734.5552
2024-07-01 09:00 | 1851.255 | 2526.9377 | 3250.7379 | 9707.4439 | 3315.3718 | 5777.3585 | 3024.2029 | 1013.7214 | 712.3347
2024-07-01 10:00 | 1801.3686 | 2515.542 | 3350.3151 | 9591.8082 | 3366.5499 | 5732.4491 | 3111.6982 | 987.2059 | 702.7208
2024-07-01 11:00 | 1752.6842 | 2512.1663 | 3379.1655 | 9380.0302 | 3389.8846 | 5699.5464 | 3181.7334 | 948.8156 | 818.78
2024-07-01 12:00 | 1725.8541 | 2512.0299 | 3430.9934 | 9127.6129 | 3375.7989 | 5640.1556 | 3162.2808 | 910.6528 | 803.5827
2024-07-01 13:00 | 1728.9736 | 2491.8775 | 3505.8809 | 8801.0297 | 3313.9013 | 5663.1136 | 3109.2229 | 877.2466 | 760.1334
2024-07-01 14:00 | 1734.6732 | 2502.9735 | 3505.0393 | 8631.4682 | 3306.8178 | 5654.5564 | 3058.0103 | 890.8109 | 662.932
2024-07-01 15:00 | 1735.4848 | 2603.0299 | 3369.4929 | 8845.6146 | 3298.3626 | 5817.6596 | 3080.4362 | 922.957 | 691.5838
2024-07-01 16:00 | 1690.1608 | 2660.5969 | 3349.857 | 8959.5362 | 3380.9431 | 5887.3515 | 3027.1562 | 922.2789 | 717.4896
2024-07-01 17:00 | 1646.4473 | 2733.7229 | 3058.6044 | 9064.4962 | 3335.2107 | 5806.1635 | 2831.4268 | 915.2923 | 710.0405
2024-07-01 18:00 | 1656.0484 | 2979.4168 | 3282.615 | 9798.7239 | 3534.6612 | 6009.5281 | 2993.3546 | 1014.2988 | 780.0413
2024-07-01 19:00 | 1619.8472 | 2936.5299 | 3557.3087 | 10016.903 | 3494.2541 | 5893.6474 | 3051.9227 | 1033.6 | 782.9057
2024-07-01 20:00 | 1476.2218 | 2759.9525 | 3459.4904 | 9554.2952 | 3292.8802 | 5612.9042 | 2994.8479 | 957.1524 | 750.0299
2024-07-01 21:00 | 1268.7792 | 2562.2441 | 3348.1718 | 8695.0676 | 3031.9614 | 5272.1251 | 2942.5733 | 874.4166 | 747.6438
2024-07-01 22:00 | 1115.7957 | 2445.2826 | 3171.8692 | 7786.3912 | 2799.6026 | 4867.8158 | 2915.4635 | 807.3012 | 650.5415
2024-07-01 23:00 | 1033.7117 | 2363.2388 | 3073.9164 | 6937.3589 | 2546.2051 | 4551.0517 | 2865.1123 | 735.4453 | 604.168
2024-07-02 | 984.1958 | 2314.4228 | 3047.9753 | 6549.7472 | 2416.4076 | 4494.1894 | 2864.5961 | 718.8323 | 594.3249
2024-07-02 01:00 | 983.1441 | 2313.0213 | 3067.3167 | 6337.8305 | 2370.8567 | 4537.4814 | 2889.6431 | 712.6198 | 579.1028
2024-07-02 02:00 | 974.2479 | 2304.7486 | 3028.4001 | 6272.1456 | 2286.2731 | 4519.89 | 2877.8577 | 703.8285 | 555.4478
2024-07-02 03:00 | 987.6925 | 2258.9944 | 2975.667 | 6367.633 | 2321.9127 | 4520.6137 | 2816.6739 | 685.7877 | 536.0906
2024-07-02 04:00 | 1058.6199 | 2366.5372 | 3051.7699 | 6757.9369 | 2358.5283 | 4724.3104 | 2784.7501 | 692.3713 | 577.3293
2024-07-02 05:00 | 1179.0959 | 2530.426 | 3227.7849 | 7345.0915 | 2558.2166 | 5092.3756 | 2867.6155 | 740.5785 | 609.4886
2024-07-02 06:00 | 1315.2165 | 2569.7144 | 3181.7984 | 7868.8842 | 2697.1825 | 5315.9876 | 2846.0766 | 773.6633 | 637.9991
2024-07-02 07:00 | 1415.2671 | 2505.5061 | 3154.0871 | 8289.0052 | 2752.2165 | 5338.6386 | 2809.0522 | 817.9691 | 646.968
2024-07-02 08:00 | 1567.4901 | 2591.5824 | 3277.798 | 8982.7461 | 2939.1322 | 5638.2611 | 2926.375 | 887.2947 | 668.4915
2024-07-02 09:00 | 1577.7285 | 2646.0247 | 3348.7096 | 9249.1983 | 3186.1486 | 5826.6157 | 2966.3941 | 901.3983 | 761.8504
2024-07-02 10:00 | 1518.8288 | 2643.8332 | 3289.5095 | 9261.7732 | 3173.9355 | 5815.6248 | 2991.7999 | 887.7976 | 716.0946
2024-07-02 11:00 | 1486.2754 | 2607.3097 | 3282.354 | 9257.5304 | 3044.352 | 5784.7251 | 2987.102 | 855.2595 | 679.073
2024-07-02 12:00 | 1419.8405 | 2578.7097 | 3309.1803 | 8985.7712 | 2944.7673 | 5602.6566 | 2899.8567 | 807.6134 | 663.0271
2024-07-02 13:00 | 1403.209 | 2593.9105 | 3288.2365 | 8755.2468 | 2853.5554 | 5622.6782 | 2913.0695 | 801.3402 | 714.6203
2024-07-02 14:00 | 1365.5682 | 2612.7927 | 3248.8202 | 8435.1521 | 2875.0819 | 5546.0758 | 2878.4564 | 791.8115 | 703.3463
2024-07-02 15:00 | 1393.091 | 2632.5265 | 3322.9251 | 8566.4962 | 2867.0687 | 5638.3325 | 2896.3275 | 821.9457 | 694.5518
2024-07-02 16:00 | 1487.9269 | 2680.0416 | 3361.7405 | 8763.3002 | 2967.0131 | 5721.0786 | 2864.1233 | 847.2616 | 654.2273
2024-07-02 17:00 | 1649.5219 | 2799.3581 | 3398.9549 | 8956.269 | 3089.1043 | 5879.9954 | 2759.2863 | 884.3617 | 737.3586
2024-07-02 18:00 | 1770.7551 | 3063.0838 | 3589.0541 | 9741.7119 | 3381.6936 | 6088.8631 | 2873.4778 | 986.5852 | 876.4175
2024-07-02 19:00 | 1664.7251 | 2962.0241 | 3537.2422 | 9772.3466 | 3335.0621 | 5931.8991 | 2863.2545 | 986.4027 | 861.7302
2024-07-02 20:00 | 1465.3547 | 2727.3786 | 3415.1982 | 9149.2205 | 3046.7882 | 5499.7588 | 2759.5489 | 914.8852 | 788.8147
2024-07-02 21:00 | 1268.448 | 2481.0799 | 3207.904 | 8319.6043 | 2830.0249 | 5040.5763 | 2680.4353 | 842.0051 | 749.4554
2024-07-02 22:00 | 1082.4968 | 2316.5764 | 3053.1095 | 7494.2274 | 2568.5654 | 4704.9406 | 2612.055 | 755.4192 | 681.6024
2024-07-02 23:00 | 965.7142 | 2222.4111 | 2976.1483 | 6736.1674 | 2344.6731 | 4517.306 | 2513.2412 | 699.2641 | 621.6562
2024-07-03 | 922.0785 | 2211.6684 | 2884.4998 | 6332.4643 | 2295.6334 | 4449.3011 | 2484.5508 | 680.5973 | 604.6379
2024-07-03 01:00 | 909.3521 | 2187.654 | 2906.2219 | 6053.8012 | 2166.0148 | 4441.6274 | 2476.0345 | 664.1642 | 645.7419
2024-07-03 02:00 | 918.0245 | 2154.7781 | 2796.2246 | 5932.4436 | 2203.4413 | 4429.3571 | 2492.8562 | 653.7253 | 591.6387
2024-07-03 03:00 | 911.6586 | 2136.3136 | 2810.301 | 6001.1147 | 2171.5017 | 4404.3995 | 2444.0085 | 656.5439 | 633.0931
2024-07-03 04:00 | 968.7033 | 2206.578 | 2875.4986 | 6279.4586 | 2285.327 | 4638.3341 | 2514.0037 | 662.1838 | 654.6687
2024-07-03 05:00 | 1078.525 | 2332.8916 | 3067.2759 | 6949.3606 | 2410.3957 | 5090.8185 | 2633.5976 | 703.4658 | 675.8216
2024-07-03 06:00 | 1213.3027 | 2358.2698 | 3036.7539 | 7416.7004 | 2601.3673 | 5295.4471 | 2577.5415 | 712.6139 | 709.0523
2024-07-03 07:00 | 1227.055 | 2370.6085 | 2956.1431 | 7765.5543 | 2659.4297 | 5314.6503 | 2451.9748 | 741.594 | 644.5925
2024-07-03 08:00 | 1316.2632 | 2512.9634 | 3010.6929 | 8421.0318 | 2872.0255 | 5419.0179 | 2526.5045 | 801.7153 | 663.149
2024-07-03 09:00 | 1342.3906 | 2551.7567 | 3169.6007 | 8748.3239 | 3045.3366 | 5565.3551 | 2595.7891 | 831.4401 | 721.554
2024-07-03 10:00 | 1255.9137 | 2502.4379 | 3183.0541 | 8650.8563 | 3163.8888 | 5453.1382 | 2551.2339 | 808.2244 | 720.0426
2024-07-03 11:00 | 1243.8634 | 2492.7713 | 3148.2866 | 8404.7354 | 3125.7476 | 5292.561 | 2585.3229 | 794.1126 | 693.1087
2024-07-03 12:00 | 1217.7441 | 2475.5778 | 3065.8177 | 8156.4041 | 3160.0136 | 5206.8336 | 2596.351 | 760.9101 | 697.5415
2024-07-03 13:00 | 1236.6509 | 2447.9777 | 3054.8513 | 7963.8305 | 3043.9984 | 5175.077 | 2625.6368 | 736.8375 | 718.8842
2024-07-03 14:00 | 1349.1816 | 2417.2627 | 3025.8558 | 7910.2865 | 2888.7056 | 5110.7046 | 2579.2558 | 744.0168 | 702.702
2024-07-03 15:00 | 1377.9809 | 2408.1723 | 3072.1261 | 8073.3147 | 2903.2196 | 5247.4118 | 2558.5811 | 758.6279 | 628.5265
2024-07-03 16:00 | 1395.8206 | 2424.3367 | 3089.1214 | 8330.7579 | 2975.5617 | 5306.4223 | 2567.7519 | 772.9129 | 598.5551
2024-07-03 17:00 | 1476.9194 | 2536.0395 | 3104.9147 | 8638.5076 | 3028.5237 | 5549.1828 | 2585.1902 | 808.7714 | 703.8243
2024-07-03 18:00 | 1670.5927 | 2874.7962 | 3390.859 | 9432.8294 | 3253.9764 | 5805.0534 | 2735.9624 | 918.2498 | 785.4938
2024-07-03 19:00 | 1485.297 | 2811.7945 | 3457.5398 | 9616.9192 | 3238.5014 | 5617.9686 | 2813.7711 | 929.8218 | 798.8754
2024-07-03 20:00 | 1331.4886 | 2647.9208 | 3300.79 | 9063.7872 | 3003.0712 | 5271.6625 | 2760.2222 | 879.9321 | 778.0578
2024-07-03 21:00 | 1184.7542 | 2453.3476 | 3271.6408 | 8172.8085 | 2755.1661 | 4812.4019 | 2769.3586 | 815.1011 | 730.3682
2024-07-03 22:00 | 1027.3655 | 2338.5102 | 3092.8064 | 7129.3081 | 2501.1796 | 4615.0716 | 2689.267 | 750.6384 | 665.9909
2024-07-03 23:00 | 943.223 | 2281.4732 | 2996.1447 | 6378.2533 | 2310.8694 | 4458.1401 | 2677.471 | 710.9747 | 645.0306
2024-07-04 | 916.8248 | 2208.5013 | 2975.4745 | 5997.607 | 2194.2581 | 4332.4562 | 2703.8566 | 685.7663 | 651.1987
2024-07-04 01:00 | 874.0762 | 2225.3686 | 2957.627 | 5880.5389 | 2138.9508 | 4307.2769 | 2711.2991 | 686.1364 | 637.9081
2024-07-04 02:00 | 866.6179 | 2169.7966 | 2958.2773 | 5923.4212 | 2194.5492 | 4292.368 | 2706.2321 | 671.2794 | 604.1219
2024-07-04 03:00 | 842.1441 | 2145.1995 | 2856.1378 | 6134.6986 | 2207.4741 | 4307.8594 | 2668.3885 | 682.4052 | 607.192
2024-07-04 04:00 | 902.3993 | 2238.6134 | 2988.6184 | 6748.3183 | 2352.2489 | 4539.1362 | 2636.6353 | 698.1583 | 632.9994
2024-07-04 05:00 | 1111.7873 | 2333.9107 | 3101.5362 | 7717.2015 | 2699.8476 | 4960.928 | 2706.3732 | 756.1658 | 639.4149
2024-07-04 06:00 | 1314.9022 | 2302.8664 | 2765.5892 | 8241.6204 | 2908.7347 | 5207.6093 | 2683.3959 | 814.6213 | 698.3891
2024-07-04 07:00 | 1422.332 | 2239.8897 | 2722.3705 | 8622.8434 | 3042.7666 | 5375.35 | 2650.9795 | 845.4834 | 684.5063
2024-07-04 08:00 | 1569.3046 | 2286.9862 | 2857.9981 | 9286.0338 | 3212.1985 | 5726.5677 | 2773.1422 | 898.4616 | 692.2972
2024-07-04 09:00 | 1635.7573 | 2402.7031 | 3236.2028 | 9904.1785 | 3335.4656 | 5874.3423 | 2938.949 | 909.9969 | 681.1261
2024-07-04 10:00 | 1621.5565 | 2418.0014 | 3330.0329 | 9862.018 | 3265.6071 | 5986.8846 | 2910.05 | 914.2898 | 682.6662
2024-07-04 11:00 | 1601.3464 | 2406.392 | 3271.298 | 9540.4354 | 3212.7988 | 5897.3649 | 2875.7745 | 879.728 | 734.1947
2024-07-04 12:00 | 1588.0347 | 2379.6701 | 3263.48 | 9179.6837 | 3213.6247 | 5846.8242 | 2907.8956 | 851.3459 | 701.9052
2024-07-04 13:00 | 1559.9259 | 2360.1823 | 3273.1645 | 8980.074 | 3136.1163 | 5902.25 | 2852.1881 | 832.0203 | 748.2284
2024-07-04 14:00 | 1574.5657 | 2386.7039 | 3313.6221 | 8958.877 | 3129.6981 | 5972.8423 | 2793.1308 | 841.18 | 724.9437
2024-07-04 15:00 | 1620.7706 | 2475.5033 | 3310.6316 | 9274.1853 | 3158.3426 | 6087.5953 | 2802.4701 | 873.0362 | 650.6362
2024-07-04 16:00 | 1683.9724 | 2503.0019 | 3378.086 | 9468.0956 | 3219.6496 | 6100.7096 | 2800.0705 | 876.8103 | 642.256
2024-07-04 17:00 | 1758.6455 | 2525.8884 | 3069.4335 | 9406.033 | 3271.4763 | 5956.6775 | 2656.0076 | 876.6469 | 711.0821
2024-07-04 18:00 | 1814.4747 | 2689.5468 | 3316.7271 | 10047.7512 | 3479.588 | 6120.4919 | 2775.0837 | 995.4565 | 813.4409
2024-07-04 19:00 | 1751.6991 | 2701.0989 | 3523.343 | 10304.9989 | 3513.7471 | 6037.2535 | 2851.1309 | 1024.2311 | 850.1548
2024-07-04 20:00 | 1592.3686 | 2491.9687 | 3498.3384 | 9688.0954 | 3299.7399 | 5653.5981 | 2839.8712 | 951.4452 | 797.3795
2024-07-04 21:00 | 1380.6246 | 2317.8457 | 3372.7012 | 8757.4337 | 3020.2391 | 5200.8595 | 2870.9203 | 856.7793 | 714.0275
2024-07-04 22:00 | 1177.5607 | 2181.3897 | 3179.1622 | 7685.1434 | 2698.2446 | 4803.4818 | 2849.5478 | 784.1797 | 630.0242
2024-07-04 23:00 | 1065.0626 | 2064.477 | 3029.0876 | 6830.5839 | 2465.8101 | 4615.8535 | 2765.7266 | 706.9821 | 551.91
2024-07-05 | 1013.8007 | 2060.455 | 3019.904 | 6430.8281 | 2351.0604 | 4548.9941 | 2740.7749 | 681.0895 | 553.2784
2024-07-05 01:00 | 982.9797 | 2039.3881 | 3001.7106 | 6257.9982 | 2292.875 | 4525.9539 | 2716.2407 | 684.2721 | 590.0427
2024-07-05 02:00 | 956.6298 | 2040.4473 | 2969.8506 | 6261.0812 | 2203.71 | 4518.8484 | 2689.9166 | 686.7687 | 558.1081
2024-07-05 03:00 | 968.6899 | 1987.0229 | 2889.8983 | 6535.9295 | 2306.6124 | 4579.2914 | 2641.6485 | 677.1828 | 541.0289
2024-07-05 04:00 | 1047.2763 | 2070.8257 | 2928.6069 | 7124.0923 | 2349.6931 | 4824.2554 | 2653.2606 | 702.9585 | 557.4054
2024-07-05 05:00 | 1224.9424 | 2181.9118 | 3050.459 | 8047.0658 | 2677.7157 | 5196.2071 | 2717.0508 | 797.6425 | 605.3626
2024-07-05 06:00 | 1459.0121 | 2206.7026 | 2796.1931 | 8519.3483 | 2964.3991 | 5429.1189 | 2634.5369 | 853.5923 | 619.2234
2024-07-05 07:00 | 1580.6211 | 2172.1119 | 2718.3494 | 8752.0579 | 3025.982 | 5484.74 | 2598.6222 | 888.2611 | 619.9349
2024-07-05 08:00 | 1740.0185 | 2260.5743 | 2868.9248 | 9298.7902 | 3183.5295 | 5693.9648 | 2698.7321 | 947.2185 | 664.3905
2024-07-05 09:00 | 1811.9839 | 2375.3595 | 3136.4773 | 9724.8699 | 3295.01 | 5843.6419 | 2866.8183 | 972.8852 | 742.6792
2024-07-05 10:00 | 1774.3934 | 2390.9846 | 3251.0898 | 9621.6633 | 3237.8933 | 5859.1112 | 2915.8235 | 964.073 | 700.0182
2024-07-05 11:00 | 1732.9431 | 2372.8865 | 3242.0831 | 9379.8805 | 3190.4709 | 5804.0563 | 2920.4453 | 946.0775 | 672.7315
2024-07-05 12:00 | 1680.7943 | 2357.2326 | 3232.8809 | 9030.4547 | 3097.403 | 5718.2463 | 2848.2597 | 910.5644 | 701.9198
2024-07-05 13:00 | 1639.3732 | 2309.0728 | 3201.0244 | 8860.3228 | 3056.8784 | 5804.1205 | 2802.5899 | 888.5328 | 641.2615
2024-07-05 14:00 | 1619.609 | 2334.245 | 3136.8985 | 8843.176 | 3056.8557 | 5782.6883 | 2726.7083 | 863.0316 | 689.3499
2024-07-05 15:00 | 1621.8258 | 2377.989 | 3143.1972 | 9183.2682 | 3113.1648 | 5975.5441 | 2754.0545 | 890.9568 | 642.3263
2024-07-05 16:00 | 1621.2209 | 2397.6876 | 3141.832 | 9456.6514 | 3228.5732 | 6057.5231 | 2741.0856 | 896.6091 | 639.5786
2024-07-05 17:00 | 1726.7854 | 2399.6636 | 2872.6564 | 9509.8723 | 3235.1972 | 6062.7456 | 2557.9124 | 903.3507 | 685.4097
2024-07-05 18:00 | 1847.3609 | 2631.806 | 3165.1871 | 10137.3746 | 3473.7226 | 6188.7935 | 2660.8226 | 1004.1142 | 833.7712
2024-07-05 19:00 | 1776.5869 | 2620.3019 | 3463.6372 | 10378.2705 | 3451.259 | 6086.9036 | 2753.6475 | 1015.6877 | 876.3496
2024-07-05 20:00 | 1599.9193 | 2463.0985 | 3385.6673 | 9893.6716 | 3228.0722 | 5726.2283 | 2743.428 | 948.3375 | 820.7291
2024-07-05 21:00 | 1387.1311 | 2253.3485 | 3269.3478 | 8896.4236 | 2920.0821 | 5306.9968 | 2768.2336 | 860.4013 | 755.3948
2024-07-05 22:00 | 1202.88 | 2121.9858 | 3169.6355 | 7789.3712 | 2706.0088 | 4934.9019 | 2735.527 | 805.1546 | 673.9496
2024-07-05 23:00 | 1078.5021 | 2028.5512 | 3022.5299 | 6946.0694 | 2447.6291 | 4705.7318 | 2653.9369 | 747.5792 | 590.6423
2024-07-06 | 993.9109 | 2025.0016 | 2956.2503 | 6569.1301 | 2347.7354 | 4642.5868 | 2614.3958 | 721.1082 | 582.7363
2024-07-06 01:00 | 1045.4616 | 2024.7813 | 2845.7193 | 6459.7596 | 2263.6166 | 4578.6786 | 2633.2029 | 718.5524 | 612.7857
2024-07-06 02:00 | 1088.9546 | 1953.2959 | 2884.0469 | 6363.6228 | 2232.4385 | 4549.9772 | 2622.5437 | 721.6349 | 608.8375
2024-07-06 03:00 | 1133.1082 | 1934.2995 | 2914.5617 | 6483.7029 | 2206.1447 | 4573.3214 | 2576.7533 | 722.8224 | 609.2027
2024-07-06 04:00 | 1241.6141 | 2011.6546 | 2938.8983 | 7090.5149 | 2376.8306 | 4777.4939 | 2547.313 | 744.6101 | 603.8713
2024-07-06 05:00 | 1400.0205 | 2145.9736 | 3011.3415 | 8062.7767 | 2700.502 | 5201.0306 | 2593.8676 | 812.67 | 649.5293
2024-07-06 06:00 | 1585.4518 | 2177.0381 | 2654.2546 | 8585.5542 | 2912.8718 | 5422.4296 | 2547.4304 | 857.4523 | 652.1751
2024-07-06 07:00 | 1650.2535 | 2175.915 | 2667.266 | 8835.6225 | 3010.4987 | 5472.633 | 2498.9552 | 893.0937 | 712.3934
2024-07-06 08:00 | 1821.1203 | 2293.8688 | 2822.45 | 9435.9415 | 3199.3654 | 5816.5877 | 2608.4541 | 974.3321 | 747.3309
2024-07-06 09:00 | 1898.623 | 2382.5847 | 3118.2047 | 9824.1153 | 3322.2262 | 5938.5612 | 2793.9727 | 973.5018 | 705.5407
2024-07-06 10:00 | 1871.411 | 2369.9701 | 3265.5921 | 9791.0014 | 3325.0687 | 5921.2658 | 2865.0693 | 968.4404 | 676.0912
2024-07-06 11:00 | 1846.4818 | 2371.9337 | 3325.0526 | 9551.6145 | 3248.0825 | 5811.3334 | 2860.0696 | 936.7765 | 771.163
2024-07-06 12:00 | 1799.6491 | 2300.2196 | 3266.0496 | 9152.8945 | 3128.6193 | 5713.5098 | 2827.3437 | 898.5511 | 732.2363
2024-07-06 13:00 | 1740.672 | 2253.38 | 3249.3105 | 9005.744 | 3063.1929 | 5684.8138 | 2760.1567 | 867.7058 | 675.0368
2024-07-06 14:00 | 1691.7363 | 2245.5523 | 3261.4077 | 8905.5468 | 3017.4352 | 5769.9322 | 2684.6961 | 853.0146 | 705.9821
2024-07-06 15:00 | 1706.2806 | 2354.8159 | 3260.1167 | 9154.3832 | 3069.9096 | 5889.8665 | 2650.0539 | 877.3592 | 661.3328
2024-07-06 16:00 | 1719.2359 | 2449.0412 | 3313.4202 | 9346.6141 | 3137.1951 | 5861.9406 | 2687.7628 | 899.6657 | 666.5905
2024-07-06 17:00 | 1784.1729 | 2514.9101 | 3014.4184 | 9317.3531 | 3064.7159 | 5865.429 | 2570.264 | 906.3416 | 730.9815
2024-07-06 18:00 | 1841.9057 | 2715.576 | 3215.4242 | 9942.7624 | 3318.4669 | 5998.5991 | 2682.6522 | 997.2748 | 833.5921
2024-07-06 19:00 | 1793.8425 | 2729.9771 | 3468.981 | 10239.069 | 3302.2731 | 5931.922 | 2789.1557 | 1020.3309 | 847.8368
2024-07-06 20:00 | 1662.3023 | 2585.5533 | 3421.8423 | 9768.0733 | 3046.4088 | 5663.1824 | 2784.479 | 957.7202 | 814.9446
2024-07-06 21:00 | 1493.5587 | 2388.4068 | 3282.347 | 8882.7646 | 2753.3327 | 5265.9213 | 2791.5073 | 860.9562 | 709.7224
2024-07-06 22:00 | 1337.8399 | 2242.0991 | 3149.2557 | 7723.5326 | 2452.0181 | 4895.07 | 2730.9897 | 805.4614 | 633.7082
2024-07-06 23:00 | 1237.4646 | 2146.3406 | 3053.9862 | 6928.3397 | 2147.9361 | 4648.0652 | 2681.6893 | 749.537 | 640.4249
2024-07-07 | 1207.5091 | 2095.955 | 3014.2484 | 6467.3095 | 2036.6651 | 4549.5561 | 2634.9433 | 716.1693 | 610.042
2024-07-07 01:00 | 1185.1375 | 2116.6064 | 3007.648 | 6222.1097 | 1948.7711 | 4518.4459 | 2687.7804 | 711.4513 | 602.9523
2024-07-07 02:00 | 1181.6948 | 2094.0184 | 2914.6251 | 6200.5046 | 1894.4477 | 4526.2194 | 2669.2123 | 710.6465 | 591.1684
2024-07-07 03:00 | 1155.9197 | 2097.3763 | 2878.2417 | 6417.0314 | 1902.8149 | 4557.4268 | 2568.7388 | 722.1675 | 573.2249
2024-07-07 04:00 | 1162.7804 | 2171.7575 | 2943.0985 | 6994.2416 | 2059.4347 | 4755.068 | 2584.9001 | 737.9357 | 584.1306
2024-07-07 05:00 | 1256.5021 | 2256.2968 | 3066.195 | 7946.9457 | 2466.4898 | 5123.9367 | 2629.9514 | 804.2216 | 590.9451
2024-07-07 06:00 | 1460.0154 | 2271.3188 | 2744.9187 | 8553.299 | 2703.6735 | 5379.5291 | 2644.6968 | 870.3083 | 650.3017
2024-07-07 07:00 | 1552.2294 | 2250.4325 | 2719.3982 | 8794.7239 | 2836.1843 | 5319.4795 | 2615.9153 | 894.0561 | 688.5722
2024-07-07 08:00 | 1708.8618 | 2348.2472 | 2883.8419 | 9459.0652 | 3039.6822 | 5686.7196 | 2780.3664 | 967.1466 | 755.1803
2024-07-07 09:00 | 1747.0159 | 2436.4799 | 3226.2488 | 9689.8681 | 3159.2802 | 5851.9573 | 2913.1768 | 969.0473 | 756.1701
2024-07-07 10:00 | 1758.3884 | 2444.7698 | 3272.5255 | 9591.4729 | 3200.0355 | 5832.6429 | 2888.7619 | 959.516 | 704.5193
2024-07-07 11:00 | 1758.8259 | 2348.8895 | 3291.7921 | 9360.9363 | 3161.4943 | 5798.2267 | 2883.3965 | 943.9269 | 704.5768
2024-07-07 12:00 | 1896.7859 | 2290.342 | 3241.375 | 8988.561 | 3036.7734 | 5719.2038 | 2901.6157 | 909.9547 | 694.5673
2024-07-07 13:00 | 1977.0486 | 2290.2769 | 3226.5211 | 8805.887 | 3055.3319 | 5698.4374 | 2863.6295 | 876.5704 | 648.6125
2024-07-07 14:00 | 1975.9705 | 2306.4465 | 3193.3864 | 8854.129 | 3042.0724 | 5660.8277 | 2823.3927 | 873.0538 | 683.0472
2024-07-07 15:00 | 1965.812 | 2392.4892 | 3255.2197 | 9025.9247 | 3113.282 | 5739.1046 | 2792.1397 | 881.4244 | 707.6015
2024-07-07 16:00 | 1942.7065 | 2430.0091 | 3216.1159 | 9125.7671 | 3117.1294 | 5767.924 | 2764.858 | 875.6404 | 933.5254
2024-07-07 17:00 | 2006.4483 | 2444.6794 | 2908.2751 | 9153.2462 | 3168.7731 | 5738.4184 | 2616.3452 | 890.2262 | 895.3766
2024-07-07 18:00 | 2061.9062 | 2674.7224 | 3152.2574 | 9899.2983 | 3329.1299 | 5838.5935 | 2735.4014 | 985.5208 | 975.3223
2024-07-07 19:00 | 1993.4466 | 2662.4203 | 3414.0968 | 10172.1808 | 3337.4285 | 5830.8915 | 2824.6992 | 1006.8339 | 986.5334
2024-07-07 20:00 | 1809.0342 | 2472.5534 | 3360.243 | 9623.0911 | 3114.1887 | 5494.9141 | 2812.3957 | 925.904 | 939.9795
2024-07-07 21:00 | 1613.3175 | 2320.9573 | 3241.8168 | 8758.9296 | 2840.3314 | 5195.0412 | 2806.1599 | 860.4678 | 888.2734
2024-07-07 22:00 | 1348.496 | 2206.6867 | 3106.0995 | 7769.4141 | 2617.4942 | 4780.4949 | 2797.6562 | 797.5922 | 793.1826
2024-07-07 23:00 | 1099.2122 | 2167.2387 | 3024.038 | 6986.5763 | 2444.4182 | 4604.9472 | 2752.5547 | 744.1188 | 578.2796
2024-07-08 | 1062.8479 | 2143.4961 | 3007.8632 | 6605.5638 | 2299.9445 | 4486.251 | 2715.6641 | 720.5903 | 604.4719
2024-07-08 01:00 | 1112.2974 | 2148.484 | 3008.22 | 6423.1434 | 2244.4209 | 4481.8257 | 2717.7842 | 712.2367 | 611.3103
2024-07-08 02:00 | 1107.3236 | 2152.0738 | 3006.9948 | 6441.7194 | 2201.9777 | 4467.0557 | 2677.654 | 710.2438 | 583.989
2024-07-08 03:00 | 1089.4892 | 2131.4954 | 2915.8035 | 6611.7506 | 2254.5182 | 4478.2933 | 2659.8268 | 711.0294 | 586.8567
2024-07-08 04:00 | 1169.285 | 2231.0851 | 2966.6015 | 7194.7981 | 2367.1809 | 4722.5379 | 2624.2071 | 729.6504 | 623.5195
2024-07-08 05:00 | 1287.5427 | 2396.0337 | 3125.3815 | 8162.4435 | 2654.5776 | 5145.4876 | 2720.2841 | 811.3509 | 631.7466
2024-07-08 06:00 | 1440.518 | 2381.4055 | 2780.7001 | 8689.342 | 2885.5363 | 5346.9443 | 2647.1861 | 868.946 | 641.4367
2024-07-08 07:00 | 1544.5754 | 2314.908 | 2772.0151 | 8985.188 | 2993.1432 | 5432.993 | 2644.9672 | 907.1622 | 692.2385
2024-07-08 08:00 | 1694.7383 | 2469.2455 | 2959.5352 | 9683.6339 | 3212.5715 | 5803.6054 | 2836.8407 | 991.7305 | 722.0053
2024-07-08 09:00 | 1720.2704 | 2555.8731 | 3309.5426 | 10108.4587 | 3304.2896 | 5990.6348 | 2937.2192 | 996.886 | 698.7667
2024-07-08 10:00 | 1689.8223 | 2587.8491 | 3448.605 | 10091.383 | 3186.4656 | 5957.1618 | 2963.3479 | 970.7835 | 785.1523
2024-07-08 11:00 | 1662.9754 | 2655.1522 | 3466.4481 | 9899.3938 | 3032.4778 | 5902.8229 | 2994.8831 | 926.6223 | 750.5494
2024-07-08 12:00 | 1623.5634 | 2602.5092 | 3393.715 | 9529.6005 | 3040.3867 | 5777.4245 | 2999.2739 | 885.8157 | 815.5911
2024-07-08 13:00 | 1576.9983 | 2543.1887 | 3326.7237 | 9359.3118 | 3020.9854 | 5745.6787 | 2938.6431 | 867.5291 | 696.2315
2024-07-08 14:00 | 1537.8933 | 2527.8933 | 3374.9386 | 9321.9801 | 2946.8286 | 5718.1657 | 2930.1577 | 864.7095 | 676.5387
2024-07-08 15:00 | 1550.4374 | 2579.3671 | 3472.1431 | 9356.9112 | 2937.4553 | 5860.7238 | 2899.6107 | 873.0728 | 696.7473
2024-07-08 16:00 | 1572.0784 | 2628.0759 | 3444.0233 | 9492.8331 | 2990.3673 | 5913.5321 | 2894.9757 | 897.7892 | 714.9521
2024-07-08 17:00 | 1670.7741 | 2635.8817 | 3104.0842 | 9368.4958 | 2966.3506 | 5853.6247 | 2755.3284 | 900.1729 | 751.8676
2024-07-08 18:00 | 1742.7006 | 2840.704 | 3329.8338 | 9885.3403 | 3240.1422 | 5928.1338 | 2833.7944 | 988.7802 | 854.1389
2024-07-08 19:00 | 1655.667 | 2829.5546 | 3630.3174 | 10109.6071 | 3279.8971 | 5892.3689 | 2954.6563 | 1014.8079 | 867.8014
2024-07-08 20:00 | 1532.5824 | 2620.5229 | 3548.7315 | 9566.9045 | 3137.2468 | 5561.6613 | 2919.357 | 932.6814 | 782.7671
2024-07-08 21:00 | 1387.0278 | 2402.788 | 3485.2826 | 8711.6254 | 2864.0989 | 5171.412 | 2865.748 | 865.2777 | 684.8981
2024-07-08 22:00 | 1211.3206 | 2287.5012 | 3360.5601 | 7855.2199 | 2609.4656 | 4817.1757 | 2777.1112 | 804.1661 | 636.1988
2024-07-08 23:00 | 1124.0343 | 2201.1078 | 3216.6003 | 7129.7023 | 2370.5154 | 4612.5888 | 2724.3867 | 745.7302 | 628.8031
2024-07-09 | 1085.8636 | 2147.5058 | 3116.8604 | 6651.4812 | 2266.1114 | 4483.1738 | 2733.56 | 697.713 | 612.5599
2024-07-09 01:00 | 1080.7395 | 2138.3588 | 3122.5925 | 6399.1507 | 2203.6034 | 4472.5399 | 2731.4303 | 689.4489 | 607.7294
2024-07-09 02:00 | 1046.9343 | 2137.9439 | 3083.0777 | 6315.9704 | 2137.2603 | 4455.3775 | 2713.2938 | 684.3563 | 654.6175
2024-07-09 03:00 | 1074.6407 | 2128.124 | 3000.5562 | 6405.2677 | 2155.3462 | 4460.0726 | 2705.939 | 690.5031 | 657.0094
2024-07-09 04:00 | 1161.6411 | 2201.6467 | 3166.9366 | 6796.3984 | 2251.845 | 4747.3041 | 2757.2012 | 717.5251 | 626.6314
2024-07-09 05:00 | 1298.4043 | 2373.4724 | 3278.7755 | 7419.474 | 2431.727 | 5132.7787 | 2889.247 | 789.9 | 687.7939
2024-07-09 06:00 | 1387.4327 | 2446.2399 | 3306.1343 | 7976.5481 | 2540.2562 | 5421.466 | 2873.3477 | 823.6313 | 726.2588
2024-07-09 07:00 | 1465.5517 | 2419.1335 | 3208.0397 | 8311.7929 | 2572.449 | 5396.0073 | 2780.4168 | 853.1958 | 758.9598
2024-07-09 08:00 | 1622.595 | 2475.5957 | 3293.2303 | 9033.8687 | 2788.6732 | 5588.821 | 2852.8072 | 894.6142 | 732.9225
2024-07-09 09:00 | 1637.1743 | 2492.6943 | 3314.3328 | 9533.0144 | 2929.7176 | 5586.0272 | 2918.543 | 901.2609 | 723.0846
2024-07-09 10:00 | 1535.2138 | 2461.2073 | 3273.9978 | 9580.5938 | 2895.0711 | 5516.1179 | 2883.8212 | 887.6246 | 744.0995
2024-07-09 11:00 | 1460.2955 | 2442.0725 | 3241.2519 | 9528.9395 | 2810.6935 | 5433.6039 | 2868.9637 | 853.5827 | 711.6412
2024-07-09 12:00 | 1453.9821 | 2381.1072 | 3143.6451 | 9374.7078 | 2714.719 | 5234.8844 | 2831.1674 | 835.091 | 663.3688
2024-07-09 13:00 | 1484.8896 | 2361.0446 | 3147.0863 | 9214.1672 | 2736.5156 | 5146.8289 | 2821.8973 | 802.7478 | 653.3138
2024-07-09 14:00 | 1434.2359 | 2374.1597 | 3113.363 | 9100.6205 | 2722.3612 | 5092.9334 | 2791.3207 | 826.0091 | 710.0849
2024-07-09 15:00 | 1439.8507 | 2388.5825 | 3145.7301 | 9043.5367 | 2703.2067 | 5263.2492 | 2710.6534 | 832.1925 | 787.6685
2024-07-09 16:00 | 1433.6944 | 2467.2115 | 3265.7125 | 9250.6981 | 2771.6529 | 5352.9568 | 2674.6749 | 849.4128 | 755.8165
2024-07-09 17:00 | 1544.8198 | 2603.7162 | 3306.0559 | 9377.1936 | 2829.4238 | 5604.5076 | 2677.978 | 892.1564 | 759.1534
2024-07-09 18:00 | 1642.1265 | 2847.9047 | 3553.1513 | 9952.8031 | 3127.6174 | 5831.7729 | 2857.2328 | 1001.6685 | 867.8777
2024-07-09 19:00 | 1524.1774 | 2754.252 | 3565.2259 | 9986.6562 | 3126.8035 | 5632.0523 | 2896.1903 | 1000.9563 | 888.5123
2024-07-09 20:00 | 1452.2039 | 2565.7988 | 3430.5053 | 9442.2335 | 2835.9105 | 5274.9865 | 2834.7906 | 934.7764 | 798.3538
2024-07-09 21:00 | 1330.9195 | 2372.6 | 3204.0118 | 8749.6337 | 2621.8467 | 4944.5874 | 2774.8435 | 860.7278 | 714.9289
2024-07-09 22:00 | 1244.9471 | 2245.0811 | 3070.2744 | 7782.2092 | 2381.0563 | 4607.726 | 2676.6735 | 769.5466 | 725.5596
2024-07-09 23:00 | 1161.4974 | 2120.8874 | 2905.4727 | 6959.8477 | 2132.7063 | 4376.9003 | 2573.7237 | 720.2892 | 700.348
2024-07-10 | 1153.2387 | 2102.414 | 2842.6808 | 6578.217 | 2029.3523 | 4287.1782 | 2533.7392 | 701.2784 | 672.236
2024-07-10 01:00 | 1092.7764 | 2054.1537 | 2830.2645 | 6436.348 | 1914.5322 | 4288.5462 | 2519.5407 | 688.2015 | 661.6847
2024-07-10 02:00 | 1076.1313 | 2056.8561 | 2831.3622 | 6272.36 | 1860.1415 | 4261.3209 | 2442.9254 | 674.3725 | 646.0598
2024-07-10 03:00 | 1063.8446 | 2080.6428 | 2822.1347 | 6392.4572 | 1818.116 | 4312.2317 | 2427.8436 | 673.4323 | 639.5958
2024-07-10 04:00 | 1079.9979 | 2153.5906 | 2866.2236 | 6739.8867 | 1953.2737 | 4442.3058 | 2493.0649 | 690.922 | 689.3983
2024-07-10 05:00 | 1200.7432 | 2285.7511 | 3056.319 | 7275.751 | 2199.3319 | 4792.3543 | 2622.2337 | 735.7794 | 728.7967
2024-07-10 06:00 | 1297.3266 | 2393.6275 | 3073.3952 | 7643.6131 | 2384.6569 | 4966.0232 | 2568.8845 | 744.676 | 710.209
2024-07-10 07:00 | 1397.3254 | 2313.5459 | 2978.9063 | 7863.6475 | 2396.584 | 4991.4961 | 2422.223 | 771.3064 | 665.1209
2024-07-10 08:00 | 1519.3124 | 2333.615 | 3084.0171 | 8415.2451 | 2603.1966 | 5147.9853 | 2491.7051 | 829.8275 | 742.1342
2024-07-10 09:00 | 1532.2121 | 2413.3198 | 3178.8265 | 8823.2262 | 2847.7434 | 5304.7293 | 2580.3214 | 861.0893 | 749.9418
2024-07-10 10:00 | 1500.4263 | 2418.6708 | 3169.3626 | 8807.2256 | 3020.1809 | 5240.7621 | 2566.2513 | 846.9097 | 726.9541
2024-07-10 11:00 | 1480.6114 | 2391.3628 | 3117.3377 | 8675.8663 | 3122.7437 | 5169.6162 | 2574.6993 | 826.1199 | 637.8938
2024-07-10 12:00 | 1412.309 | 2366.2822 | 3064.8663 | 8492.3267 | 3086.2879 | 5059.422 | 2597.3261 | 795.6119 | 693.6597
2024-07-10 13:00 | 1365.6662 | 2363.7403 | 3047.6998 | 8485.3143 | 2958.9509 | 5039.8501 | 2609.8651 | 787.567 | 695.5552
2024-07-10 14:00 | 1414.5979 | 2286.5458 | 2987.6568 | 8276.0694 | 2971.9156 | 5017.5333 | 2607.7533 | 763.1055 | 679.0157
2024-07-10 15:00 | 1470.8929 | 2309.9754 | 2994.6405 | 8339.5092 | 2947.3799 | 5156.5065 | 2617.298 | 772.6467 | 693.4147
2024-07-10 16:00 | 1484.2226 | 2407.9424 | 3045.4623 | 8591.8015 | 3025.3728 | 5273.8885 | 2636.5347 | 795.1184 | 678.073
2024-07-10 17:00 | 1534.74 | 2579.3223 | 3120.5569 | 8980.4987 | 3022.86 | 5504.2078 | 2688.4991 | 840.6557 | 691.3627
2024-07-10 18:00 | 1610.1283 | 2879.7801 | 3349.6081 | 9832.8247 | 3354.5471 | 5743.1985 | 2874.4865 | 957.6121 | 811.8367
2024-07-10 19:00 | 1509.9369 | 2780.1858 | 3376.125 | 10053.6186 | 3424.1651 | 5620.3513 | 2925.7948 | 969.8052 | 771.4855
2024-07-10 20:00 | 1367.5703 | 2616.1004 | 3227.8681 | 9553.5112 | 3260.2224 | 5273.177 | 2903.8781 | 919.3764 | 729.1323
2024-07-10 21:00 | 1187.0209 | 2455.5185 | 3075.9882 | 8567.6962 | 2904.4099 | 4852.4663 | 2846.2392 | 836.7088 | 720.6732
2024-07-10 22:00 | 989.7759 | 2334.6451 | 2922.08 | 7530.5283 | 2629.7465 | 4576.0068 | 2790.8126 | 760.0948 | 633.0679
2024-07-10 23:00 | 882.4545 | 2273.5016 | 2824.0367 | 6790.8453 | 2398.3331 | 4364.7849 | 2766.1188 | 715.5116 | 601.1481
2024-07-11 | 898.9956 | 2143.3929 | 2828.2338 | 6450.2939 | 2270.6319 | 4265.9669 | 2767.6714 | 693.7024 | 577.5427
2024-07-11 01:00 | 907.1652 | 2050.7285 | 2810.1484 | 6289.9657 | 2201.704 | 4273.0737 | 2766.4632 | 688.0245 | 574.6314
2024-07-11 02:00 | 944.0228 | 2058.1881 | 2797.8534 | 6191.642 | 2164.611 | 4239.9856 | 2740.5519 | 688.1743 | 557.3799
2024-07-11 03:00 | 970.4422 | 2061.0176 | 2743.8773 | 6361.1 | 2144.8828 | 4318.4679 | 2689.0116 | 685.9048 | 537.5103
2024-07-11 04:00 | 1037.4978 | 2128.3065 | 2830.4358 | 6942.0234 | 2311.325 | 4540.0234 | 2702.7783 | 704.6407 | 534.5316
2024-07-11 05:00 | 1117.4609 | 2229.1504 | 2906.7087 | 7808.5399 | 2596.6053 | 4946.6868 | 2740.6813 | 775.9429 | 590.3271
2024-07-11 06:00 | 1306.8687 | 2237.0267 | 2641.5169 | 8578.1353 | 2858.6116 | 5226.5784 | 2687.3174 | 847.9375 | 665.7717
2024-07-11 07:00 | 1400.4053 | 2255.4916 | 2652.3205 | 8867.9313 | 3059.0363 | 5390.1872 | 2660.4674 | 887.3287 | 693.8422
2024-07-11 08:00 | 1637.2755 | 2400.7226 | 2839.0436 | 9528.1637 | 3434.2101 | 5831.1744 | 2890.895 | 972.0054 | 728.3201
2024-07-11 09:00 | 1715.5603 | 2505.7411 | 3205.36 | 9717.4666 | 3519.9327 | 6021.0564 | 3026.7876 | 969.043 | 768.8517
2024-07-11 10:00 | 1739.1327 | 2503.0809 | 3395.5683 | 9609.1646 | 3487.3292 | 6204.9987 | 3059.2171 | 960.2588 | 751.9757
2024-07-11 11:00 | 1659.3394 | 2485.6949 | 3374.8074 | 9540.3661 | 3411.5813 | 6282.5018 | 3085.9892 | 941.559 | 744.8126
2024-07-11 12:00 | 1634.7698 | 2475.8103 | 3256.1845 | 9200.9837 | 3336.2774 | 6134.131 | 3099.8479 | 903.436 | 703.7818
2024-07-11 13:00 | 1597.689 | 2426.1643 | 3238.3523 | 9076.7516 | 3236.2796 | 6060.3432 | 3055.6789 | 892.1405 | 700.8442
2024-07-11 14:00 | 1585.3867 | 2449.9337 | 3284.5585 | 9021.4849 | 3277.075 | 6037.4773 | 3007.0094 | 888.9841 | 632.6148
2024-07-11 15:00 | 1597.6256 | 2494.826 | 3268.169 | 9182.8291 | 3287.6677 | 6211.6545 | 2930.6255 | 898.4734 | 677.3176
2024-07-11 16:00 | 1664.3558 | 2579.7895 | 3289.0624 | 9297.2264 | 3378.1812 | 6230.5401 | 2954.5407 | 931.4214 | 715.1638
2024-07-11 17:00 | 1766.5425 | 2625.0563 | 2960.5782 | 9273.398 | 3412.7341 | 6125.508 | 2818.8041 | 938.0441 | 765.5005
2024-07-11 18:00 | 1886.8949 | 2874.2796 | 3213.5321 | 10100.3579 | 3522.6397 | 6206.0939 | 2909.0934 | 1045.668 | 860.4904
2024-07-11 19:00 | 1812.3825 | 2838.7709 | 3502.1266 | 10408.5737 | 3564.6913 | 6098.6326 | 3048.3272 | 1057.0236 | 847.9021
2024-07-11 20:00 | 1663.0417 | 2680.3999 | 3496.8648 | 9998.6986 | 3399.3555 | 5677.7388 | 3001.4854 | 993.7756 | 789.107
2024-07-11 21:00 | 1449.0252 | 2470.5774 | 3317.9464 | 8988.2892 | 3118.2677 | 5215.3631 | 2999.7085 | 909.2409 | 761.0748
2024-07-11 22:00 | 1242.5487 | 2268.194 | 3109.3265 | 7788.1744 | 2724.0765 | 4794.9349 | 2921.3161 | 822.542 | 666.639
2024-07-11 23:00 | 1117.6298 | 2186.6712 | 3000.1046 | 7020.2342 | 2339.923 | 4553.2109 | 2880.675 | 763.3905 | 637.5393
2024-07-12 | 1059.7598 | 2138.4658 | 2926.2843 | 6655.8649 | 2253.6475 | 4502.6472 | 2923.8697 | 727.6707 | 624.4418
2024-07-12 01:00 | 1018.6368 | 2105.1747 | 2850.0937 | 6490.6809 | 2219.1285 | 4418.4126 | 2907.2618 | 705.8105 | 637.9788
2024-07-12 02:00 | 990.8249 | 2104.6222 | 2840.3157 | 6470.5709 | 2172.8641 | 4406.151 | 2892.0265 | 705.2525 | 597.7779
2024-07-12 03:00 | 975.6999 | 2116.6108 | 2807.9639 | 6598.5976 | 2215.7103 | 4462.7504 | 2833.01 | 709.7491 | 564.6213
2024-07-12 04:00 | 1059.6728 | 2194.5916 | 2829.6687 | 7174.2196 | 2364.6398 | 4680.4771 | 2813.0199 | 725.5038 | 564.5393
2024-07-12 05:00 | 1206.4579 | 2313.2425 | 2916.7879 | 8006.0529 | 2752.6146 | 5099.5362 | 2855.0163 | 806.6663 | 652.1738
2024-07-12 06:00 | 1403.4913 | 2306.3055 | 2702.2707 | 8587.3452 | 2905.0116 | 5379.0019 | 2838.8662 | 871.6539 | 676.7954
2024-07-12 07:00 | 1512.648 | 2272.2668 | 2673.2007 | 8854.0232 | 3020.0965 | 5543.9606 | 2786.5756 | 918.6992 | 706.1359
2024-07-12 08:00 | 1683.4589 | 2414.96 | 2879.6709 | 9489.9273 | 3251.0316 | 5902.1733 | 2935.8809 | 1010.45 | 747.9075
2024-07-12 09:00 | 1703.8877 | 2448.8213 | 3118.307 | 9519.1706 | 3329.5476 | 6019.2304 | 3036.6047 | 987.4765 | 734.5937
2024-07-12 10:00 | 1622.2384 | 2352.8248 | 3179.0148 | 9232.7523 | 3312.4822 | 5916.5008 | 3013.6579 | 946.2898 | 735.3305
2024-07-12 11:00 | 1628.6624 | 2408.9411 | 3291.4264 | 9340.5519 | 3428.2369 | 6004.3807 | 3061.2465 | 953.8188 | 705.3587
2024-07-12 12:00 | 1600.1276 | 2388.4731 | 3297.2442 | 9004.7393 | 3351.806 | 5853.7924 | 3010.1945 | 924.157 | 675.2405
2024-07-12 13:00 | 1578.2793 | 2328.2412 | 3294.5128 | 8895.7926 | 3239.8325 | 5778.9671 | 3049.9288 | 915.9364 | 707.7586
2024-07-12 14:00 | 1609.0249 | 2310.7831 | 3240.5118 | 8861.2698 | 3135.9376 | 5859.147 | 3021.0359 | 911.4768 | 721.2835
2024-07-12 15:00 | 1681.3182 | 2404.088 | 3269.9961 | 9116.9613 | 3130.0421 | 5992.3139 | 3010.717 | 926.2364 | 722.934
2024-07-12 16:00 | 1737.1537 | 2435.1343 | 3234.7751 | 9147.348 | 3268.7987 | 6015.4805 | 2950.2229 | 944.3 | 717.6082
2024-07-12 17:00 | 1808.1923 | 2464.9611 | 2933.9309 | 9152.7144 | 3253.3132 | 5928.9058 | 2774.9079 | 945.4489 | 751.7557
2024-07-12 18:00 | 1933.8416 | 2747.2008 | 3180.6566 | 9950.7186 | 3535.0442 | 6048.8347 | 2891.5189 | 1028.6762 | 843.1337
2024-07-12 19:00 | 1894.991 | 2790.0895 | 3482.0032 | 10300.0748 | 3515.4812 | 5987.2045 | 3001.9921 | 1054.7187 | 839.7799
2024-07-12 20:00 | 1698.5036 | 2596.6222 | 3433.3068 | 9834.8598 | 3311.5303 | 5677.3065 | 3001.2839 | 989.9023 | 789.5434
2024-07-12 21:00 | 1465.6122 | 2427.083 | 3223.7007 | 8898.4344 | 3024.1095 | 5252.4116 | 3000.0144 | 895.7782 | 738.9195
2024-07-12 22:00 | 1251.8374 | 2243.4985 | 3061.3617 | 7766.0354 | 2708.1817 | 4819.6458 | 2910.3714 | 814.0896 | 658.2363
2024-07-12 23:00 | 1121.5759 | 2130.0846 | 2933.3091 | 6931.9013 | 2444.0148 | 4521.761 | 2850.7729 | 748.468 | 602.6457
2024-07-13 | 1077.6233 | 2117.51 | 2895.3652 | 6531.3366 | 2307.5039 | 4370.1704 | 2872.8574 | 716.2629 | 592.2827
2024-07-13 01:00 | 1054.7019 | 2091.1133 | 2823.5911 | 6455.4837 | 2180.1505 | 4333.5872 | 2858.0908 | 718.1696 | 582.8996
2024-07-13 02:00 | 1024.1168 | 2078.4895 | 2790.4119 | 6419.9816 | 2135.4077 | 4272.782 | 2838.9133 | 703.9762 | 607.3266
2024-07-13 03:00 | 1026.7135 | 2069.4195 | 2737.3502 | 6595.6063 | 2172.1294 | 4369.307 | 2737.3578 | 701.967 | 577.6306
2024-07-13 04:00 | 1092.9245 | 2127.1225 | 2804.7803 | 7135.2391 | 2352.6643 | 4616.5868 | 2735.3872 | 731.1094 | 568.4725
2024-07-13 05:00 | 1265.8611 | 2263.7515 | 2956.2832 | 8056.7386 | 2707.9829 | 5066.5758 | 2845.6515 | 819.4873 | 633.9873
2024-07-13 06:00 | 1475.8204 | 2310.8315 | 2685.6482 | 8710.7059 | 2904.5258 | 5373.3535 | 2876.5694 | 901.7543 | 695.4925
2024-07-13 07:00 | 1568.0639 | 2293.0082 | 2661.8835 | 8908.0951 | 2996.4267 | 5494.8487 | 2829.4258 | 943.3181 | 712.5266
2024-07-13 08:00 | 1735.7834 | 2404.4251 | 2981.318 | 9529.3592 | 3234.8048 | 5855.4707 | 2900.7893 | 1004.3021 | 760.8306
2024-07-13 09:00 | 1818.8616 | 2461.1952 | 3186.1012 | 9775.2255 | 3435.7989 | 6057.4488 | 3105.8748 | 984.1193 | 772.9744
2024-07-13 10:00 | 1777.2679 | 2517.7692 | 3294.9643 | 9651.025 | 3474.5934 | 6124.8155 | 3197.0935 | 971.2951 | 762.4634
2024-07-13 11:00 | 1716.9094 | 2516.2223 | 3229.7202 | 9369.6197 | 3430.1922 | 5974.547 | 3195.7204 | 951.6671 | 693.0684
2024-07-13 12:00 | 1658.7135 | 2480.3664 | 3214.1441 | 9077.7358 | 3345.4622 | 5841.9273 | 3146.3708 | 917.8067 | 677.1573
2024-07-13 13:00 | 1643.2896 | 2441.5926 | 3202.9246 | 9013.2275 | 3314.2339 | 5833.8229 | 3116.0134 | 895.2398 | 746.1484
2024-07-13 14:00 | 1662.3058 | 2450.5403 | 3226.118 | 8983.0434 | 3298.6902 | 5857.8814 | 3000.155 | 889.3145 | 676.4765
2024-07-13 15:00 | 1691.9472 | 2508.7166 | 3242.5212 | 9169.3799 | 3336.6496 | 5980.6413 | 2973.3836 | 905.6339 | 727.31
2024-07-13 16:00 | 1754.6772 | 2532.7242 | 3173.5772 | 9299.108 | 3388.7137 | 5967.0792 | 2962.1499 | 917.7424 | 787.9668
2024-07-13 17:00 | 1834.1885 | 2523.3589 | 2908.0078 | 9276.4761 | 3388.5248 | 5907.6973 | 2793.644 | 909.0617 | 840.6178
2024-07-13 18:00 | 1961.1142 | 2772.8836 | 3124.8387 | 10000.8183 | 3574.1733 | 5976.2723 | 2910.6536 | 1022.6932 | 898.1417
2024-07-13 19:00 | 1937.6298 | 2783.6587 | 3443.5496 | 10246.3875 | 3582.2025 | 5844.1089 | 3016.7196 | 1040.5549 | 849.5124
2024-07-13 20:00 | 1742.8225 | 2634.9454 | 3403.5218 | 9652.7836 | 3389.3272 | 5499.6169 | 2985.1295 | 962.7649 | 789.048
2024-07-13 21:00 | 1503.5309 | 2425.5802 | 3263.352 | 8849.3224 | 3090.9445 | 5019.4755 | 3011.595 | 882.2207 | 755.7475
2024-07-13 22:00 | 1279.4862 | 2305.9617 | 3066.8912 | 7793.5038 | 2748.6821 | 4615.0551 | 2957.0811 | 821.2006 | 671.8832
2024-07-13 23:00 | 1146.6008 | 2216.1823 | 2962.5306 | 6967.0687 | 2479.402 | 4374.036 | 2873.0262 | 761.5452 | 632.5657
2024-07-14 | 1088.7957 | 2127.0351 | 2909.4872 | 6598.666 | 2290.7676 | 4306.3546 | 2864.5711 | 726.1756 | 619.1197
2024-07-14 01:00 | 1065.7673 | 2130.2357 | 2884.7849 | 6514.384 | 2249.3418 | 4298.7087 | 2909.8286 | 725.2449 | 606.4644
2024-07-14 02:00 | 1043.9467 | 2127.5547 | 2875.569 | 6468.6877 | 2163.9724 | 4301.7874 | 2848.9648 | 715.6569 | 619.9768
2024-07-14 03:00 | 1018.8664 | 2125.598 | 2804.5197 | 6621.9328 | 2190.9993 | 4381.3799 | 2802.1482 | 722.1033 | 579.3457
2024-07-14 04:00 | 1085.5083 | 2204.6659 | 2834.0328 | 7154.6293 | 2359.7613 | 4579.3248 | 2785.8683 | 736.7474 | 589.2254
2024-07-14 05:00 | 1235.6943 | 2363.0175 | 2975.8629 | 8027.1666 | 2639.5325 | 5017.1779 | 2873.8785 | 813.66 | 641.9054
2024-07-14 06:00 | 1433.804 | 2369.7649 | 2725.7979 | 8600.7218 | 2956.1556 | 5290.7747 | 2854.1513 | 877.9278 | 693.3114
2024-07-14 07:00 | 1524.7519 | 2333.2516 | 2671.3787 | 8878.5735 | 3142.7746 | 5418.7382 | 2770.4396 | 930.8231 | 689.1547
2024-07-14 08:00 | 1678.8837 | 2450.0466 | 3053.2466 | 9477.9421 | 3287.4186 | 5771.4116 | 2898.9269 | 990.4908 | 754.1927
2024-07-14 09:00 | 1770.179 | 2537.003 | 3168.5463 | 9756.111 | 3417.3789 | 5899.7533 | 3022.0697 | 988.4782 | 653.9915
2024-07-14 10:00 | 1752.3353 | 2558.0302 | 3248.6026 | 9692.2218 | 3378.9557 | 5898.7147 | 3056.3195 | 968.3819 | 685.7309
2024-07-14 11:00 | 1728.1938 | 2538.5144 | 3254.4441 | 9447.6272 | 3277.4853 | 5876.2248 | 3025.0554 | 944.7198 | 738.606
2024-07-14 12:00 | 1699.3942 | 2502.6443 | 3238.5701 | 9090.7855 | 3253.9751 | 5834.319 | 2986.9444 | 917.2837 | 713.5781
2024-07-14 13:00 | 1686.4437 | 2478.7915 | 3222.134 | 8962.7135 | 3249.505 | 5839.9938 | 2969.9447 | 897.2744 | 707.1434
2024-07-14 14:00 | 1654.0783 | 2442.3546 | 3212.1113 | 8838.9142 | 3185.3094 | 5812.4228 | 2874.2634 | 875.4386 | 703.4671
2024-07-14 15:00 | 1680.7596 | 2539.5844 | 3178.7109 | 9058.3706 | 3237.4051 | 5985.3002 | 2930.7457 | 884.9192 | 628.0734
2024-07-14 16:00 | 1720.3081 | 2616.2533 | 3207.1129 | 9189.9118 | 3296.3357 | 6017.1846 | 2867.7701 | 909.9157 | 691.4299
2024-07-14 17:00 | 1802.149 | 2643.1388 | 2959.783 | 9193.8471 | 3306.3283 | 5953.7163 | 2721.8002 | 924.9459 | 702.2796
2024-07-14 18:00 | 1929.1247 | 2890.2604 | 3162.0959 | 9978.7481 | 3489.4738 | 6114.4615 | 2883.6513 | 1033.9378 | 824.144
2024-07-14 19:00 | 1868.5864 | 2928.6198 | 3543.4448 | 10262.587 | 3541.0938 | 6106.1325 | 2981.335 | 1064.164 | 859.5458
2024-07-14 20:00 | 1696.1256 | 2716.267 | 3500.1127 | 9776.8234 | 3351.3301 | 5793.8214 | 2976.9239 | 986.6302 | 800.5578
2024-07-14 21:00 | 1505.0825 | 2610.0517 | 3376.1347 | 8880.6163 | 3024.8699 | 5382.1729 | 2973.8327 | 901.7573 | 722.1219
2024-07-14 22:00 | 1304.327 | 2469.1124 | 3198.3825 | 7722.9448 | 2703.6033 | 4985.5753 | 2878.1707 | 822.9528 | 657.6755
2024-07-14 23:00 | 1181.8753 | 2388.9635 | 3109.1282 | 6923.5214 | 2406.8267 | 4689.4123 | 2861.7476 | 771.6313 | 605.8972
2024-07-15 | 1124.1334 | 2315.7361 | 2994.2644 | 6462.6643 | 2228.4141 | 4579.0837 | 2864.2712 | 737.9205 | 596.8423
2024-07-15 01:00 | 1082.4039 | 2318.6522 | 2939.5637 | 6399.8318 | 2183.2302 | 4526.7193 | 2860.3442 | 723.2937 | 582.4344
2024-07-15 02:00 | 1072.5426 | 2326.4515 | 2925.5113 | 6364.5743 | 2166.0426 | 4543.5583 | 2842.1432 | 726.7243 | 577.3525
2024-07-15 03:00 | 1070.4107 | 2273.8088 | 2902.0496 | 6519.2683 | 2202.873 | 4553.3735 | 2772.0473 | 727.5976 | 568.8449
2024-07-15 04:00 | 1152.8522 | 2385.6357 | 2919.3766 | 7154.2822 | 2300.1224 | 4778.526 | 2790.7658 | 753.8441 | 606.0756
2024-07-15 05:00 | 1292.6419 | 2504.0272 | 3085.0545 | 8055.2161 | 2633.3704 | 5199.8039 | 2858.4922 | 828.9508 | 635.437
2024-07-15 06:00 | 1494.8234 | 2490.3578 | 2749.0087 | 8638.6975 | 2899.6975 | 5453.972 | 2817.5773 | 895.4176 | 703.1556
2024-07-15 07:00 | 1581.0344 | 2439.551 | 2748.6768 | 8868.9786 | 3020.6513 | 5571.1313 | 2790.8774 | 943.6001 | 719.2084
2024-07-15 08:00 | 1734.6114 | 2622.6464 | 3163.4543 | 9403.8648 | 3248.2774 | 5885.5127 | 2903.8684 | 1029.6411 | 770.9779
2024-07-15 09:00 | 1792.2833 | 2697.7158 | 3332.0809 | 9613.838 | 3447.9438 | 6121.9208 | 3109.3107 | 1059.4533 | 791.9656
2024-07-15 10:00 | 1744.5886 | 2688.3657 | 3395.5352 | 9537.6591 | 3412.9693 | 6112.4225 | 3204.8533 | 1070.9274 | 817.1395
2024-07-15 11:00 | 1714.2564 | 2659.405 | 3355.8816 | 9316.0405 | 3307.0065 | 5994.4674 | 3168.4932 | 1039.2431 | 760.8373
2024-07-15 12:00 | 1692.4647 | 2610.7453 | 3314.9061 | 8871.6648 | 3232.826 | 5829.831 | 3080.3748 | 999.4235 | 722.2034
2024-07-15 13:00 | 1636.8376 | 2552.8576 | 3332.2397 | 8680.3222 | 3093.477 | 5831.3907 | 3089.7246 | 985.1153 | 723.0117
2024-07-15 14:00 | 1591.3227 | 2555.2161 | 3310.6072 | 8560.6807 | 3073.9995 | 5801.5231 | 3050.1018 | 951.844 | 735.006
2024-07-15 15:00 | 1624.3673 | 2634.1739 | 3270.2199 | 8786.2733 | 3060.9027 | 5938.2437 | 3057.4479 | 957.1775 | 807.344
2024-07-15 16:00 | 1647.834 | 2686.6922 | 3298.2953 | 8852.1677 | 3109.0128 | 5920.6139 | 3003.3291 | 944.2544 | 804.6935
2024-07-15 17:00 | 1773.7162 | 2734.19 | 2967.6187 | 8880.9323 | 3146.9883 | 5850.6475 | 2828.2428 | 928.2304 | 772.5373
2024-07-15 18:00 | 1849.3685 | 2952.6287 | 3115.5592 | 9576.8087 | 3427.0897 | 5965.1326 | 2915.1238 | 1002.8392 | 846.9278
2024-07-15 19:00 | 1733.3984 | 2974.2794 | 3435.9368 | 9868.6354 | 3519.0533 | 5923.2941 | 3069.2249 | 1028.1881 | 894.1096
2024-07-15 20:00 | 1591.4603 | 2802.4401 | 3398.4742 | 9439.257 | 3262.5284 | 5643.8225 | 3055.1012 | 940.6421 | 812.4201
2024-07-15 21:00 | 1358.3997 | 2602.5527 | 3230.6498 | 8664.0411 | 2966.4325 | 5176.8266 | 3033.6149 | 845.1255 | 760.8501
2024-07-15 22:00 | 1153.6739 | 2432.3581 | 3063.6102 | 7693.2982 | 2730.4369 | 4710.8299 | 2942.7891 | 775.1807 | 664.2313
2024-07-15 23:00 | 1050.4538 | 2328.1983 | 2984.604 | 6945.2947 | 2484.4105 | 4540.7883 | 2904.6317 | 724.466 | 632.5527
2024-07-16 | 989.971 | 2291.7572 | 2926.7721 | 6540.6231 | 2332.0578 | 4487.1106 | 2904.6738 | 707.6473 | 608.6853
2024-07-16 01:00 | 1000.5208 | 2248.1027 | 2844.4274 | 6333.946 | 2208.6764 | 4419.6266 | 2870.8853 | 686.1604 | 574.308
2024-07-16 02:00 | 956.9456 | 2213.7666 | 2864.7896 | 6204.5419 | 2114.2535 | 4385.2697 | 2856.476 | 688.549 | 636.041
2024-07-16 03:00 | 963.4575 | 2207.4924 | 2874.4296 | 6278.4171 | 2124.0194 | 4349.6337 | 2813.1501 | 689.6297 | 618.5951
2024-07-16 04:00 | 1079.118 | 2310.4599 | 2998.0095 | 6686.3873 | 2214.0242 | 4592.0804 | 2876.4681 | 709.9933 | 606.1183
2024-07-16 05:00 | 1189.3844 | 2543.8947 | 3207.9806 | 7404.5415 | 2357.3908 | 5059.885 | 3079.8053 | 767.145 | 668.86
2024-07-16 06:00 | 1332.4423 | 2618.0217 | 3250.9321 | 7847.3137 | 2557.7811 | 5313.9572 | 3115.7201 | 785.863 | 695.53
2024-07-16 07:00 | 1419.0445 | 2484.9925 | 3131.1695 | 8178.1622 | 2712.4759 | 5383.5711 | 2971.9137 | 823.5188 | 703.6576
2024-07-16 08:00 | 1541.3251 | 2535.2709 | 3257.4791 | 8933.4854 | 2931.8303 | 5639.4914 | 3053.5109 | 886.7605 | 733.0843
2024-07-16 09:00 | 1538.1682 | 2555.8061 | 3395.0182 | 9294.7305 | 3087.5302 | 5722.7686 | 3116.9467 | 897.2224 | 675.2795
2024-07-16 10:00 | 1445.7452 | 2548.4065 | 3438.6208 | 9226.0738 | 3184.6964 | 5658.1185 | 3127.6714 | 886.7771 | 668.7532
2024-07-16 11:00 | 1442.5119 | 2533.5801 | 3381.5187 | 9011.5927 | 3122.3712 | 5563.8984 | 3086.5837 | 852.9697 | 678.9562
2024-07-16 12:00 | 1398.4004 | 2445.892 | 3332.6443 | 8804.5927 | 2990.4838 | 5404.4916 | 3038.1732 | 822.6268 | 697.2648
2024-07-16 13:00 | 1360.2236 | 2455.4451 | 3342.195 | 8589.9071 | 2936.2825 | 5321.8916 | 3028.7963 | 811.3427 | 723.4773
2024-07-16 14:00 | 1349.9011 | 2433.2411 | 3303.0281 | 8386.6444 | 2866.2476 | 5331.7585 | 2983.5989 | 802.8067 | 720.5631
2024-07-16 15:00 | 1324.5253 | 2511.1057 | 3313.0718 | 8407.8781 | 2868.1395 | 5433.0113 | 2985.1961 | 814.9205 | 761.0728
2024-07-16 16:00 | 1371.1397 | 2589.7609 | 3336.6241 | 8522.498 | 2912.2168 | 5558.9353 | 2927.4223 | 839.2782 | 775.1332
2024-07-16 17:00 | 1509.2485 | 2717.6042 | 3378.1043 | 8807.6279 | 2976.7635 | 5712.6904 | 2885.6456 | 865.7895 | 756.5723
2024-07-16 18:00 | 1712.2435 | 2998.2186 | 3526.701 | 9574.9378 | 3158.007 | 5950.759 | 3026.014 | 988.769 | 884.9134
2024-07-16 19:00 | 1639.3221 | 2917.6631 | 3586.7662 | 9731.8422 | 3145.9519 | 5798.1002 | 3082.7074 | 991.9114 | 874.4395
2024-07-16 20:00 | 1484.0206 | 2702.7721 | 3474.3959 | 9139.4277 | 2846.0435 | 5411.4115 | 3022.4552 | 914.5052 | 799.8232
2024-07-16 21:00 | 1337.6466 | 2517.9492 | 3244.413 | 8387.4971 | 2607.7402 | 5030.1105 | 2948.3525 | 858.2926 | 750.4978
2024-07-16 22:00 | 1163.0828 | 2359.384 | 3086.3026 | 7530.7392 | 2450.0884 | 4717.3839 | 2859.4768 | 797.9383 | 696.6527
2024-07-16 23:00 | 1080.5262 | 2279.9344 | 2927.1867 | 6767.7055 | 2234.3908 | 4458.2382 | 2738.1674 | 730.5388 | 638.3273
2024-07-17 | 1081.0822 | 2212.2533 | 2846.0831 | 6349.4382 | 2143.076 | 4349.973 | 2721.6639 | 691.5076 | 693.5754
2024-07-17 01:00 | 1118.7936 | 2165.109 | 2774.4899 | 6172.6823 | 2097.1796 | 4323.4832 | 2694.7579 | 691.9631 | 662.8892
2024-07-17 02:00 | 1132.4496 | 2135.5611 | 2775.9338 | 6018.2101 | 2108.9177 | 4348.964 | 2676.6677 | 711.0557 | 661.5794
2024-07-17 03:00 | 1166.3409 | 2152.8228 | 2777.6508 | 6057.3594 | 2048.4697 | 4405.8707 | 2663.9832 | 743.8019 | 639.7014
2024-07-17 04:00 | 1240.0141 | 2252.2932 | 2829.552 | 6446.8509 | 2113.3189 | 4576.4388 | 2722.9378 | 750.8406 | 615.3722
2024-07-17 05:00 | 1310.8567 | 2376.9704 | 3014.1136 | 7111.6969 | 2283.7305 | 4907.4416 | 2805.5207 | 752.4164 | 643.4718
2024-07-17 06:00 | 1376.7358 | 2394.6958 | 3041.9565 | 7458.2644 | 2423.9475 | 5145.1032 | 2783.2543 | 768.6978 | 658.1916
2024-07-17 07:00 | 1374.5123 | 2360.0569 | 2996.7773 | 7716.902 | 2429.9827 | 5149.138 | 2668.6528 | 806.4014 | 684.3908
2024-07-17 08:00 | 1472.357 | 2399.2649 | 3035.0326 | 8312.1844 | 2777.235 | 5463.2059 | 2703.0866 | 858.4437 | 742.6366
2024-07-17 09:00 | 1489.4797 | 2449.4033 | 3105.2526 | 8619.5475 | 3052.7201 | 5509.5862 | 2769.8635 | 853.217 | 768.3787
2024-07-17 10:00 | 1470.2839 | 2451.4481 | 3066.6128 | 8486.1113 | 3158.5092 | 5462.5675 | 2716.7297 | 841.4483 | 768.8133
2024-07-17 11:00 | 1544.1016 | 2370.272 | 3015.2091 | 8211.3263 | 3188.5704 | 5338.648 | 2696.7315 | 808.6384 | 742.8618
2024-07-17 12:00 | 1554.3384 | 2337.1147 | 2917.8673 | 8025.4087 | 3105.5704 | 5199.127 | 2693.7884 | 782.556 | 745.4395
2024-07-17 13:00 | 1533.7864 | 2309.1954 | 2923.6228 | 8014.2385 | 2981.1519 | 5221.2876 | 2749.7562 | 779.814 | 715.7168
2024-07-17 14:00 | 1551.3463 | 2283.5937 | 2896.649 | 8000.1687 | 2825.8029 | 5218.7041 | 2709.7803 | 778.5661 | 671.1867
2024-07-17 15:00 | 1554.8748 | 2317.6557 | 2963.5225 | 8040.8887 | 2785.2857 | 5356.3179 | 2684.5227 | 806.3309 | 625.3377
2024-07-17 16:00 | 1550.2084 | 2362.3795 | 3002.0534 | 8376.214 | 2844.4076 | 5530.1697 | 2696.7308 | 840.1283 | 652.2874
2024-07-17 17:00 | 1579.9657 | 2513.2051 | 3087.5331 | 8740.3186 | 2967.8315 | 5669.0252 | 2723.6661 | 887.7473 | 695.3348
2024-07-17 18:00 | 1633.3625 | 2818.9588 | 3298.7739 | 9714.3469 | 3369.3832 | 5905.8984 | 2942.7158 | 993.417 | 810.4798
2024-07-17 19:00 | 1548.2868 | 2822.4289 | 3363.709 | 9838.347 | 3447.4807 | 5781.8961 | 2990.4945 | 997.6946 | 837.5618
2024-07-17 20:00 | 1419.3551 | 2667.9125 | 3269.053 | 9361.1254 | 3278.2789 | 5329.103 | 2930.1192 | 925.8447 | 779.2832
2024-07-17 21:00 | 1270.7104 | 2467.2603 | 3088.9588 | 8520.5104 | 2982.0305 | 5005.855 | 2934.4241 | 852.1672 | 689.5382
2024-07-17 22:00 | 1120.1806 | 2316.5102 | 2913.2499 | 7498.799 | 2694.4404 | 4676.8466 | 2866.432 | 771.6025 | 616.7583
2024-07-17 23:00 | 1117.5902 | 2216.141 | 2856.5853 | 6764.8737 | 2389.6037 | 4419.4961 | 2869.2922 | 716.6654 | 595.887
2024-07-18 | 1110.7601 | 2183.6671 | 2828.4035 | 6332.5656 | 2284.4968 | 4284.4197 | 2890.234 | 695.7911 | 557.3967
2024-07-18 01:00 | 1106.9045 | 2179.7999 | 2805.0159 | 6228.1804 | 2134.6429 | 4255.7562 | 2888.7512 | 693.9356 | 557.6013
2024-07-18 02:00 | 1031.7815 | 2154.5523 | 2811.8894 | 6160.7584 | 2167.7501 | 4308.9678 | 2873.9866 | 684.0923 | 565.7291
2024-07-18 03:00 | 1016.9007 | 2130.4177 | 2784.9886 | 6340.9579 | 2193.6869 | 4350.7082 | 2810.4361 | 680.4902 | 587.7198
2024-07-18 04:00 | 1116.3337 | 2201.1291 | 2832.8215 | 7091.9032 | 2348.0455 | 4580.496 | 2795.8783 | 699.5719 | 555.0258
2024-07-18 05:00 | 1238.8766 | 2307.5977 | 2943.6941 | 8123.5187 | 2719.7684 | 5122.2822 | 2912.2363 | 774.0594 | 618.1009
2024-07-18 06:00 | 1501.0844 | 2261.0248 | 2788.2481 | 8897.8535 | 3041.5437 | 5502.2818 | 2921.7645 | 836.384 | 682.9949
2024-07-18 07:00 | 1604.1242 | 2303.4792 | 2806.7466 | 9323.513 | 3200.2636 | 5611.8986 | 2867.8741 | 888.1617 | 697.7904
2024-07-18 08:00 | 1757.2538 | 2461.4672 | 3149.1799 | 9875.4971 | 3384.1364 | 5876.504 | 2917.123 | 940.3056 | 694.5449
2024-07-18 09:00 | 1799.2508 | 2510.149 | 3185.7892 | 10123.1021 | 3504.9471 | 5889.926 | 3051.953 | 944.1843 | 745.0497
2024-07-18 10:00 | 1778.0379 | 2499.9109 | 3226.2746 | 9996.9665 | 3507.5136 | 5794.3816 | 3076.1115 | 943.8528 | 753.982
2024-07-18 11:00 | 1739.8331 | 2497.4217 | 3231.3087 | 9793.5137 | 3407.3208 | 5686.0726 | 3054.5002 | 915.8065 | 796.0508
2024-07-18 12:00 | 1681.897 | 2451.256 | 3135.5793 | 9479.8994 | 3363.639 | 5577.8177 | 3075.3444 | 891.3029 | 779.2078
2024-07-18 13:00 | 1655.8777 | 2414.2387 | 3069.6388 | 9200.4649 | 3286.806 | 5612.5715 | 3018.9873 | 865.7739 | 795.6669
2024-07-18 14:00 | 1653.0919 | 2350.653 | 3073.6768 | 9206.772 | 3251.9311 | 5648.5923 | 3002.8057 | 847.0349 | 760.7227
2024-07-18 15:00 | 1680.6349 | 2413.4323 | 3103.7292 | 9429.9975 | 3304.4217 | 5774.4272 | 2930.4611 | 866.9279 | 772.7436
2024-07-18 16:00 | 1704.6826 | 2537.8547 | 3112.2759 | 9722.6773 | 3369.5878 | 5843.0288 | 2972.4815 | 890.7984 | 681.1343
2024-07-18 17:00 | 1811.918 | 2611.9693 | 2916.4744 | 9573.7168 | 3340.1452 | 5843.0046 | 2879.0705 | 921.0821 | 727.5889
2024-07-18 18:00 | 1940.3859 | 2818.6488 | 3089.7945 | 10139.9164 | 3547.6445 | 6149.9778 | 2982.701 | 1033.4106 | 825.497
2024-07-18 19:00 | 1878.6034 | 2808.744 | 3319.5067 | 10396.97 | 3572.2719 | 5965.4951 | 3099.755 | 1021.2344 | 843.8651
2024-07-18 20:00 | 1673.708 | 2609.4232 | 3246.6475 | 9902.7586 | 3373.6583 | 5657.8155 | 3060.0088 | 954.073 | 835.0435
2024-07-18 21:00 | 1476.8271 | 2406.4305 | 3158.2218 | 9016.4056 | 3073.0513 | 5237.0312 | 3070.2008 | 868.7469 | 734.7654
2024-07-18 22:00 | 1283.3069 | 2265.1288 | 2967.6132 | 7923.8385 | 2814.6413 | 4759.1673 | 2981.6747 | 800.9325 | 667.1536
2024-07-18 23:00 | 1189.024 | 2156.2918 | 2825.1736 | 7068.3545 | 2577.2891 | 4554.2182 | 2815.4578 | 730.7425 | 598.0898
2024-07-19 | 1143.6276 | 2108.2728 | 2775.8145 | 6697.6621 | 2446.2976 | 4440.7823 | 2806.3469 | 699.209 | 575.935
2024-07-19 01:00 | 1109.0889 | 2058.6208 | 2744.046 | 6529.3047 | 2356.8569 | 4448.044 | 2837.4038 | 679.5351 | 553.0742
2024-07-19 02:00 | 1092.6945 | 2029.1724 | 2703.8642 | 6398.4059 | 2294.7006 | 4510.8254 | 2761.0486 | 665.8685 | 554.2375
2024-07-19 03:00 | 1114.2318 | 2026.0449 | 2699.3971 | 6592.3878 | 2299.4294 | 4499.5525 | 2737.4126 | 677.8216 | 545.6278
2024-07-19 04:00 | 1227.4562 | 2121.1889 | 2812.0123 | 7306.6859 | 2437.8555 | 4637.334 | 2781.6339 | 708.0333 | 572.8649
2024-07-19 05:00 | 1328.9283 | 2245.3436 | 2916.3333 | 8301.1501 | 2816.6656 | 5144.672 | 2906.8934 | 788.4734 | 612.3168
2024-07-19 06:00 | 1560.3578 | 2282.1025 | 2728.6707 | 9046.4223 | 3057.7413 | 5488.4683 | 2921.1083 | 880.121 | 677.0473
2024-07-19 07:00 | 1648.9327 | 2265.8501 | 2745.1546 | 9306.8004 | 3258.2135 | 5658.1964 | 2874.8894 | 933.5066 | 737.9508
2024-07-19 08:00 | 1777.245 | 2387.2514 | 3011.6705 | 9736.9196 | 3340.1279 | 5841.551 | 2970.6034 | 996.7119 | 716.707
2024-07-19 09:00 | 1816.7533 | 2395.8145 | 3194.4502 | 9934.5932 | 3410.5779 | 5772.865 | 3050.8662 | 1000.8758 | 675.3037
2024-07-19 10:00 | 1756.5228 | 2409.2123 | 3226.1005 | 9861.0238 | 3438.3011 | 5480.8413 | 3040.3959 | 992.5873 | 707.0799
2024-07-19 11:00 | 1695.1694 | 2362.0052 | 3138.1878 | 9408.6623 | 3370.0078 | 5708.918 | 3008.4421 | 952.8913 | 658.5261
2024-07-19 12:00 | 1638.2888 | 2290.6132 | 3173.9288 | 9170.3528 | 3279.5774 | 5595.4826 | 2976.7715 | 933.6466 | 699.3968
2024-07-19 13:00 | 1632.355 | 2265.4736 | 3178.9979 | 9104.5808 | 3228.4046 | 5578.0811 | 2912.8105 | 906.3618 | 708.482
2024-07-19 14:00 | 1634.3065 | 2250.7278 | 3142.7365 | 9095.7456 | 3247.6427 | 5564.8192 | 2962.3505 | 903.879 | 698.7443
2024-07-19 15:00 | 1667.4741 | 2328.3367 | 3202.6737 | 9306.711 | 3351.2127 | 5746.1984 | 2959.3253 | 919.7326 | 709.3435
2024-07-19 16:00 | 1727.3763 | 2387.6028 | 3239.6979 | 9579.5203 | 3440.2355 | 5785.9584 | 2931.7528 | 942.672 | 703.1932
2024-07-19 17:00 | 1737.5523 | 2454.6495 | 3012.9816 | 9499.6218 | 3279.0863 | 5799.5545 | 2765.5253 | 929.2365 | 753.4561
2024-07-19 18:00 | 1833.225 | 2672.0472 | 3099.8064 | 10144.1062 | 3480.3705 | 6036.5319 | 2873.2292 | 1039.978 | 866.8972
2024-07-19 19:00 | 1724.9394 | 2722.0955 | 3400.304 | 10479.117 | 3589.8588 | 5990.1257 | 3050.7381 | 1050.2147 | 867.4409
2024-07-19 20:00 | 1598.927 | 2544.7557 | 3363.2001 | 9980.0059 | 3387.0465 | 5667.8014 | 2994.2502 | 970.6131 | 790.4812
2024-07-19 21:00 | 1424.814 | 2375.3353 | 3249.8647 | 9110.6888 | 3078.8951 | 5270.8486 | 2985.0217 | 889.9922 | 693.5285
2024-07-19 22:00 | 1213.3789 | 2198.8165 | 3074.7198 | 7842.6985 | 2795.8201 | 4931.705 | 2944.0282 | 818.7974 | 636.6382
2024-07-19 23:00 | 1087.6866 | 2064.6859 | 2986.4651 | 6941.7155 | 2531.1265 | 4684.9168 | 2899.0789 | 747.3068 | 567.8818
2024-07-20 | 1014.4914 | 2017.9006 | 2903.7663 | 6603.8043 | 2397.7763 | 4593.7615 | 2888.6237 | 704.5797 | 546.1951
2024-07-20 01:00 | 999.978 | 2013.5332 | 2854.1177 | 6442.417 | 2322.4785 | 4572.9332 | 2892.492 | 691.6637 | 584.6182
2024-07-20 02:00 | 988.833 | 2001.6792 | 2730.269 | 6513.4819 | 2291.1494 | 4523.9636 | 2911.1277 | 696.903 | 578.2883
2024-07-20 03:00 | 1001.5219 | 2058.7354 | 2735.9777 | 6691.8405 | 2315.865 | 4606.2418 | 2876.3568 | 702.1439 | 554.8197
2024-07-20 04:00 | 1079.0196 | 2141.4258 | 2788.9335 | 7257.0732 | 2435.6001 | 4855.4866 | 2867.8608 | 726.1863 | 574.2211
2024-07-20 05:00 | 1248.1255 | 2253.1529 | 2941.1354 | 8277.2372 | 2859.6118 | 5235.709 | 2912.3657 | 806.2403 | 613.4097
2024-07-20 06:00 | 1483.1634 | 2289.6239 | 2807.7046 | 9077.5967 | 3083.8788 | 5631.4319 | 2927.6574 | 897.047 | 708.4433
2024-07-20 07:00 | 1621.6575 | 2298.3529 | 2806.9357 | 9521.3062 | 3204.1399 | 5739.9168 | 2868.1652 | 958.899 | 717.3813
2024-07-20 08:00 | 1742.1154 | 2359.9486 | 3085.2818 | 9943.1113 | 3390.3973 | 5854.3911 | 2932.7191 | 996.47 | 727.402
2024-07-20 09:00 | 1814.7771 | 2422.3626 | 3285.52 | 10078.4205 | 3527.8873 | 5886.0126 | 3011.122 | 969.5192 | 691.1387
2024-07-20 10:00 | 1761.7705 | 2432.428 | 3246.6937 | 9878.3377 | 3492.607 | 5797.3182 | 3141.5009 | 924.4814 | 690.4507
2024-07-20 11:00 | 1747.4268 | 2396.5503 | 3209.8229 | 9614.2808 | 3442.8922 | 5702.4117 | 3173.0141 | 872.2029 | 696.5227
2024-07-20 12:00 | 1721.7077 | 2357.2401 | 3217.3095 | 9350.4463 | 3335.5736 | 5712.9322 | 3125.5175 | 837.9209 | 688.4313
2024-07-20 13:00 | 1662.6683 | 2319.6977 | 3224.6994 | 9181.4648 | 3278.1077 | 5727.4461 | 3075.9204 | 811.6568 | 709.469
2024-07-20 14:00 | 1618.3456 | 2316.5031 | 3212.7217 | 9046.2081 | 3279.3363 | 5670.7024 | 2983.1792 | 811.1128 | 730.7703
2024-07-20 15:00 | 1634.9922 | 2374.9899 | 3238.4307 | 9213.6951 | 3353.0162 | 5855.7249 | 2965.2253 | 863.3641 | 786.6113
2024-07-20 16:00 | 1731.493 | 2487.6754 | 3248.2492 | 9502.6532 | 3449.7506 | 5914.7363 | 2933.6872 | 896.7142 | 722.9068
2024-07-20 17:00 | 1730.8312 | 2484.9046 | 3048.9224 | 9489.3445 | 3358.8024 | 5904.4411 | 2737.4329 | 916.613 | 769.4315
2024-07-20 18:00 | 1835.8445 | 2704.1676 | 3189.1231 | 10197.6956 | 3475.1928 | 5994.9874 | 2877.8951 | 1034.3771 | 908.9134
2024-07-20 19:00 | 1790.6874 | 2729.535 | 3559.3058 | 10599.0574 | 3508.1472 | 6007.0898 | 3066.4505 | 1065.6023 | 903.4663
2024-07-20 20:00 | 1648.6901 | 2585.0309 | 3523.8505 | 10177.0683 | 3349.3421 | 5682.8336 | 3076.2193 | 985.1484 | 823.6396
2024-07-20 21:00 | 1454.6839 | 2375.0117 | 3363.2423 | 9257.1986 | 3097.3904 | 5257.4377 | 3069.3234 | 888.8062 | 754.978
2024-07-20 22:00 | 1284.9038 | 2183.7788 | 3154.1019 | 8082.2293 | 2801.9193 | 4863.9709 | 2961.2259 | 816.5664 | 698.5615
2024-07-20 23:00 | 1172.8903 | 2089.3611 | 2967.6735 | 7169.3364 | 2542.2543 | 4669.7767 | 2899.7741 | 753.2086 | 647.846
2024-07-21 | 1104.0803 | 2099.6653 | 2908.8181 | 6742.8653 | 2359.7272 | 4604.1704 | 2885.3205 | 727.3923 | 687.1311
2024-07-21 01:00 | 1145.8925 | 2081.6837 | 2866.1162 | 6560.1833 | 2334.0205 | 4513.5738 | 2893.5905 | 702.5025 | 603.9614
2024-07-21 02:00 | 1153.8936 | 2073.9056 | 2850.7937 | 6547.4231 | 2280.8104 | 4514.7151 | 2876.5804 | 691.7402 | 588.4217
2024-07-21 03:00 | 1167.8064 | 2077.3618 | 2810.5795 | 6744.3276 | 2278.2993 | 4536.193 | 2827.4556 | 697.0441 | 568.7298
2024-07-21 04:00 | 1228.8178 | 2133.4628 | 2878.7796 | 7243.3714 | 2411.6645 | 4787.3963 | 2768.1368 | 720.5923 | 581.0604
2024-07-21 05:00 | 1344.8496 | 2301.3487 | 3030.7276 | 8348.4563 | 2765.5242 | 5300.1982 | 2873.1012 | 817.2447 | 645.6529
2024-07-21 06:00 | 1575.8332 | 2346.7121 | 2868.8172 | 9133.397 | 3046.467 | 5634.6628 | 2899.4489 | 907.6832 | 697.5903
2024-07-21 07:00 | 1647.7827 | 2345.8312 | 2796.9207 | 9454.3616 | 3166.8734 | 5736.7031 | 2845.3002 | 953.9134 | 701.0663
2024-07-21 08:00 | 1696.5472 | 2398.1412 | 3122.0119 | 9951.0574 | 3330.3993 | 5915.6098 | 2957.3413 | 1004.8759 | 689.5314
2024-07-21 09:00 | 1817.9491 | 2462.687 | 3283.9129 | 10150.9903 | 3504.1343 | 5975.0194 | 3088.9887 | 1005.275 | 642.7316
2024-07-21 10:00 | 1788.103 | 2442.0894 | 3256.1205 | 9967.6014 | 3489.7989 | 5920.1272 | 3101.7754 | 982.7925 | 689.9427
2024-07-21 11:00 | 1757.5536 | 2408.975 | 3191.3088 | 9637.3584 | 3516.1147 | 5797.0415 | 3079.7624 | 939.903 | 673.3265
2024-07-21 12:00 | 1743.0192 | 2364.8629 | 3183.8613 | 9258.081 | 3414.0179 | 5742.898 | 3044.961 | 903.7255 | 640.4488
2024-07-21 13:00 | 1707.2962 | 2345.3538 | 3178.4477 | 9085.5272 | 3379.5592 | 5660.6104 | 2999.1066 | 869.2837 | 700.9871
2024-07-21 14:00 | 1695.0816 | 2350.3948 | 3210.2824 | 9065.853 | 3360.333 | 5728.6539 | 2882.6144 | 864.6935 | 647.7827
2024-07-21 15:00 | 1696.311 | 2435.9111 | 3206.7599 | 9295.8448 | 3400.1299 | 5873.5656 | 2865.2381 | 875.8901 | 634.5952
2024-07-21 16:00 | 1717.1029 | 2462.4461 | 3205.8388 | 9382.3966 | 3373.6434 | 5977.9938 | 2870.4274 | 894.7924 | 682.7791
2024-07-21 17:00 | 1712.8817 | 2505.8307 | 3030.1355 | 9461.4828 | 3288.0639 | 5993.2283 | 2816.1583 | 905.6265 | 715.0824
2024-07-21 18:00 | 1799.6099 | 2802.7664 | 3210.1184 | 10169.9317 | 3483.6502 | 6098.0126 | 2918.7754 | 1021.3075 | 850.4829
2024-07-21 19:00 | 1726.4779 | 2816.9063 | 3511.9465 | 10460.6967 | 3563.9134 | 5940.6995 | 3048.6359 | 1023.8741 | 882.8494
2024-07-21 20:00 | 1575.2428 | 2641.504 | 3472.8884 | 10106.2743 | 3374.0554 | 5682.5936 | 3062.2861 | 951.7305 | 766.3901
2024-07-21 21:00 | 1385.1845 | 2439.8093 | 3343.9473 | 9191.1235 | 3089.4338 | 5225.5863 | 3052.5038 | 870.6551 | 744.0287
2024-07-21 22:00 | 1210.8941 | 2295.1841 | 3148.0696 | 8035.9789 | 2739.5376 | 4820.0297 | 2959.5755 | 800.485 | 637.3308
2024-07-21 23:00 | 1102.7949 | 2211.952 | 3032.1294 | 7155.4763 | 2455.0722 | 4567.2114 | 2849.4561 | 731.5137 | 587.7001
2024-07-22 | 1010.9718 | 2153.6668 | 2902.5835 | 6807.4767 | 2245.6301 | 4494.1131 | 2848.7075 | 702.5206 | 600.9384
2024-07-22 01:00 | 988.5309 | 2126.6217 | 2841.5225 | 6627.3548 | 2203.2116 | 4480.3504 | 2842.8174 | 686.926 | 583.6508
2024-07-22 02:00 | 981.5896 | 2108.0324 | 2838.3688 | 6618.5127 | 2210.0549 | 4475.5026 | 2800.0544 | 679.0506 | 603.4532
2024-07-22 03:00 | 982.8528 | 2112.2597 | 2765.6594 | 6819.4524 | 2236.5985 | 4516.2887 | 2761.9216 | 685.4083 | 596.3852
2024-07-22 04:00 | 1097.3937 | 2190.7589 | 2864.0166 | 7400.342 | 2370.4937 | 4694.4854 | 2760.2821 | 716.6079 | 596.0782
2024-07-22 05:00 | 1279.8006 | 2328.3863 | 3059.0486 | 8352.5466 | 2685.2237 | 5223.3838 | 2878.3673 | 803.9018 | 610.084
2024-07-22 06:00 | 1442.3248 | 2308.3418 | 2861.2041 | 9079.5393 | 2976.2115 | 5516.4081 | 2861.5601 | 881.4423 | 661.698
2024-07-22 07:00 | 1546.7499 | 2330.6831 | 2857.6336 | 9438.0466 | 3122.0065 | 5586.6103 | 2818.9911 | 933.0172 | 704.9783
2024-07-22 08:00 | 1666.9261 | 2461.091 | 3111.6947 | 9954.6985 | 3347.4741 | 5740.4312 | 2934.1696 | 985.858 | 744.6502
2024-07-22 09:00 | 1686.0841 | 2521.7722 | 3266.2724 | 10077.8154 | 3618.8858 | 5924.6212 | 3070.9701 | 983.8785 | 726.5734
2024-07-22 10:00 | 1658.0587 | 2515.9743 | 3255.6076 | 9677.5602 | 3537.7039 | 5894.7293 | 3061.7986 | 958.3768 | 753.9353
2024-07-22 11:00 | 1664.7111 | 2503.6477 | 3210.7291 | 9431.0308 | 3386.612 | 5852.6834 | 3054.7238 | 926.4672 | 755.6295
2024-07-22 12:00 | 1599.7946 | 2429.9389 | 3163.6162 | 9089.9231 | 3309.3421 | 5779.7608 | 2980.157 | 887.5064 | 718.3958
2024-07-22 13:00 | 1579.4912 | 2393.133 | 3182.5905 | 8845.0617 | 3139.2623 | 5740.2373 | 3013.9822 | 863.4807 | 681.5377
2024-07-22 14:00 | 1567.8285 | 2435.9731 | 3234.3187 | 8673.586 | 2956.4093 | 5750.7707 | 2994.7538 | 854.5078 | 653.6845
2024-07-22 15:00 | 1513.9857 | 2549.8312 | 3303.3462 | 8768.4694 | 2963.5399 | 5900.9739 | 3030.8404 | 864.4625 | 691.0487
2024-07-22 16:00 | 1523.5845 | 2594.5689 | 3281.8493 | 8911.0846 | 3022.8029 | 5876.788 | 2981.3081 | 891.1809 | 712.3041
2024-07-22 17:00 | 1592.8469 | 2592.2176 | 3066.2169 | 8989.1757 | 2935.9897 | 5851.3703 | 2812.1487 | 894.3183 | 763.6643
2024-07-22 18:00 | 1717.2051 | 2806.7089 | 3191.893 | 9689.1539 | 3204.1601 | 5987.5413 | 2880.065 | 994.4621 | 877.5275
2024-07-22 19:00 | 1644.5135 | 2811.6992 | 3404.2726 | 9957.1147 | 3334.6905 | 5912.5928 | 2998.8387 | 1020.2036 | 895.5222
2024-07-22 20:00 | 1545.0635 | 2648.097 | 3321.1498 | 9668.0376 | 3152.5732 | 5601.4677 | 3002.4553 | 966.1676 | 786.8776
2024-07-22 21:00 | 1392.0919 | 2472.066 | 3207.8199 | 8911.0216 | 2886.2303 | 5168.4932 | 2960.2926 | 891.5056 | 668.7801
2024-07-22 22:00 | 1191.0834 | 2320.613 | 3015.9515 | 7882.1775 | 2608.3403 | 4766.6369 | 2866.3176 | 819.2782 | 607.9792
2024-07-22 23:00 | 1067.1486 | 2248.0348 | 2947.5566 | 7148.2329 | 2382.3415 | 4607.5015 | 2771.3852 | 750.6134 | 631.4797
2024-07-23 | 1036.6215 | 2234.7768 | 2939.707 | 6744.7619 | 2250.1239 | 4542.7215 | 2797.3283 | 715.2982 | 639.5326
2024-07-23 01:00 | 976.6831 | 2231.4673 | 2881.0741 | 6627.5799 | 2185.834 | 4486.326 | 2811.6426 | 703.8178 | 629.7112
2024-07-23 02:00 | 957.7188 | 2215.4125 | 2819.3952 | 6561.2509 | 2155.6925 | 4455.8134 | 2821.516 | 685.1398 | 598.2159
2024-07-23 03:00 | 957.8479 | 2197.2932 | 2777.5009 | 6606.4746 | 2136.7571 | 4508.6265 | 2817.1756 | 681.6916 | 608.221
2024-07-23 04:00 | 1009.3287 | 2299.7868 | 2920.6298 | 6974.6652 | 2196.2704 | 4743.6036 | 2870.5223 | 712.0054 | 615.2655
2024-07-23 05:00 | 1133.5558 | 2451.1306 | 3148.9077 | 7609.5926 | 2388.5392 | 5131.5802 | 2973.9676 | 766.8893 | 674.5692
2024-07-23 06:00 | 1282.3565 | 2491.0057 | 3191.355 | 8123.7603 | 2575.1231 | 5470.4205 | 2971.2646 | 820.7491 | 688.5238
2024-07-23 07:00 | 1389.7317 | 2389.1623 | 3100.261 | 8389.9881 | 2559.8041 | 5445.9995 | 2843.6383 | 859.8468 | 719.8549
2024-07-23 08:00 | 1527.7369 | 2405.1792 | 3269.8185 | 9060.284 | 2831.2368 | 5683.9857 | 2924.6771 | 921.1604 | 714.9105
2024-07-23 09:00 | 1520.3665 | 2404.2748 | 3303.7781 | 9284.8179 | 3022.2762 | 5795.1637 | 2993.8363 | 913.0203 | 707.8052
2024-07-23 10:00 | 1434.2699 | 2463.0873 | 3363.7189 | 9026.0195 | 3004.7109 | 5698.7744 | 2967.5257 | 888.2565 | 732.6792
2024-07-23 11:00 | 1370.796 | 2426.0339 | 3372.7807 | 8769.1435 | 2939.4643 | 5641.9193 | 2969.6417 | 855.4658 | 699.4881
2024-07-23 12:00 | 1319.1279 | 2388.0094 | 3340.4735 | 8544.7815 | 2811.9611 | 5486.4316 | 2935.1499 | 805.3097 | 708.0705
2024-07-23 13:00 | 1308.3796 | 2369.5567 | 3350.3899 | 8390.4082 | 2740.1236 | 5459.7532 | 2939.1081 | 791.4856 | 726.6978
2024-07-23 14:00 | 1275.3172 | 2394.1809 | 3254.5969 | 8265.2737 | 2679.4258 | 5450.6148 | 2888.6353 | 773.5797 | 690.3474
2024-07-23 15:00 | 1306.4208 | 2425.162 | 3318.9611 | 8399.061 | 2671.5224 | 5498.3363 | 2920.7212 | 790.9316 | 644.4573
2024-07-23 16:00 | 1385.7758 | 2498.7678 | 3306.4828 | 8599.611 | 2725.0573 | 5553.0975 | 2892.1368 | 822.9418 | 677.8227
2024-07-23 17:00 | 1559.0282 | 2597.2021 | 3364.3943 | 8816.4993 | 2784.9196 | 5700.9269 | 2810.6613 | 861.5176 | 728.9492
2024-07-23 18:00 | 1695.4542 | 2814.4273 | 3500.8396 | 9531.2925 | 3034.7525 | 5897.5747 | 2884.8601 | 977.4502 | 865.0706
2024-07-23 19:00 | 1594.307 | 2775.8874 | 3536.9578 | 9697.2454 | 3138.2327 | 5769.748 | 2911.9698 | 985.7887 | 876.393
2024-07-23 20:00 | 1426.632 | 2574.1838 | 3319.2319 | 9208.5468 | 2935.6006 | 5402.3656 | 2857.3967 | 910.8657 | 783.9918
2024-07-23 21:00 | 1261.8733 | 2407.6979 | 3191.6224 | 8544.9484 | 2720.5421 | 5086.9295 | 2806.1152 | 839.311 | 696.4455
2024-07-23 22:00 | 1116.7863 | 2262.2701 | 3002.0172 | 7694.9766 | 2476.7977 | 4706.287 | 2704.7567 | 767.9598 | 656.1629
2024-07-23 23:00 | 1000.6532 | 2156.5426 | 2849.3659 | 6986.1215 | 2251.3778 | 4457.0553 | 2642.5286 | 720.2578 | 591.9834
2024-07-24 | 963.1408 | 2119.1355 | 2797.4976 | 6534.2903 | 2150.851 | 4414.6996 | 2627.8206 | 685.321 | 600.3644
2024-07-24 01:00 | 947.1892 | 2056.3866 | 2772.0926 | 6318.1959 | 2053.2968 | 4393.6179 | 2629.1627 | 671.7658 | 583.6226
2024-07-24 02:00 | 936.3694 | 2008.313 | 2755.9136 | 6262.3072 | 2037.6076 | 4328.6006 | 2629.8582 | 665.1453 | 576.9053
2024-07-24 03:00 | 933.5288 | 2064.0352 | 2744.371 | 6322.8346 | 2026.5768 | 4306.7573 | 2629.8112 | 669.0428 | 585.8458
2024-07-24 04:00 | 965.5234 | 2160.5274 | 2810.8931 | 6676.876 | 2135.0993 | 4543.1274 | 2694.3058 | 687.7836 | 596.5309
2024-07-24 05:00 | 1056.6411 | 2302.2503 | 2923.2577 | 7296.9271 | 2317.7763 | 4882.4645 | 2793.3391 | 722.3092 | 631.5844
2024-07-24 06:00 | 1171.0136 | 2366.6837 | 2971.8187 | 7730.53 | 2457.8358 | 5110.7248 | 2794.5828 | 765.7397 | 647.4885
2024-07-24 07:00 | 1278.6976 | 2323.65 | 2897.1733 | 8019.3078 | 2448.5028 | 5057.0274 | 2619.6927 | 791.0803 | 637.2077
2024-07-24 08:00 | 1427.3399 | 2393.9413 | 2989.9525 | 8537.4646 | 2717.4108 | 5323.9752 | 2654.6723 | 845.8634 | 585.7055
2024-07-24 09:00 | 1466.9964 | 2441.1494 | 3066.298 | 8915.2629 | 2924.3284 | 5481.1508 | 2713.3327 | 866.1815 | 721.5691
2024-07-24 10:00 | 1418.7289 | 2430.4497 | 3089.7405 | 8821.5006 | 3012.992 | 5434.5278 | 2723.0914 | 858.0653 | 752.9802
2024-07-24 11:00 | 1364.5559 | 2398.6136 | 3006.515 | 8523.9753 | 3058.3744 | 5280.316 | 2691.5611 | 822.4449 | 744.6393
2024-07-24 12:00 | 1334.5753 | 2344.0653 | 2988.5055 | 8235.7099 | 2915.4386 | 5252.2972 | 2641.4558 | 799.4373 | 697.7629
2024-07-24 13:00 | 1309.4947 | 2313.2139 | 2990.194 | 8151.5194 | 2737.4849 | 5229.1019 | 2646.0766 | 786.8123 | 687.3271
2024-07-24 14:00 | 1296.5568 | 2282.1556 | 2925.1796 | 8097.4786 | 2649.0444 | 5191.1005 | 2669.2853 | 759.3145 | 669.7859
2024-07-24 15:00 | 1344.1231 | 2306.5786 | 2925.3788 | 8188.4742 | 2589.3648 | 5247.5731 | 2675.4241 | 751.9188 | 666.3118
2024-07-24 16:00 | 1399.1585 | 2349.0884 | 3036.4991 | 8323.5285 | 2623.6521 | 5415.9908 | 2640.3387 | 783.4622 | 608.5245
2024-07-24 17:00 | 1526.254 | 2425.4423 | 3065.664 | 8623.1567 | 2691.24 | 5490.3979 | 2569.0346 | 817.8845 | 673.3569
2024-07-24 18:00 | 1677.4218 | 2701.5215 | 3222.3721 | 9398.6005 | 3057.3336 | 5618.6854 | 2769.1913 | 944.3712 | 781.2239
2024-07-24 19:00 | 1595.6398 | 2686.0499 | 3328.3495 | 9692.3374 | 3173.8236 | 5503.5486 | 2877.522 | 975.2404 | 811.1262
2024-07-24 20:00 | 1445.4926 | 2528.1034 | 3222.2123 | 9220.4673 | 2903.2281 | 5233.2773 | 2874.2097 | 920.8287 | 749.3174
2024-07-24 21:00 | 1285.2433 | 2337.0414 | 3138.1311 | 8345.4652 | 2592.2347 | 4855.7804 | 2873.9254 | 818.309 | 647.4634
2024-07-24 22:00 | 1131.8401 | 2195.6397 | 3026.7635 | 7314.3926 | 2290.811 | 4531.7919 | 2833.5038 | 739.2158 | 612.4315
2024-07-24 23:00 | 1002.209 | 2102.0743 | 2899.5394 | 6590.9968 | 2111.1208 | 4348.667 | 2753.6413 | 677.9367 | 576.7236
2024-07-25 | 969.4292 | 2146.7748 | 2881.6372 | 6324.6822 | 2018.2945 | 4365.6596 | 2874.1424 | 682.4681 | 574.6323
2024-07-25 01:00 | 941.9792 | 2141.6288 | 2870.4753 | 6248.2039 | 1989.4198 | 4288.8254 | 2857.4442 | 669.6808 | 554.827
2024-07-25 02:00 | 904.4003 | 2126.7641 | 2857.1951 | 6202.2585 | 2017.6325 | 4306.7728 | 2810.9615 | 654.6896 | 560.0802
2024-07-25 03:00 | 899.9606 | 2126.8748 | 2829.8988 | 6422.0153 | 2015.3598 | 4470.2913 | 2755.1743 | 663.6494 | 539.7429
2024-07-25 04:00 | 967.3621 | 2219.6919 | 2917.7811 | 7202.021 | 2141.1275 | 4738.2785 | 2732.8194 | 688.9199 | 554.1699
2024-07-25 05:00 | 1199.8161 | 2423.0781 | 3107.9482 | 8165.2286 | 2376.4675 | 5107.6759 | 2788.0816 | 796.3578 | 626.9013
2024-07-25 06:00 | 1478.4997 | 2392.4692 | 2888.5766 | 8777.1694 | 2716.205 | 5474.6341 | 2769.2593 | 906.1792 | 692.9134
2024-07-25 07:00 | 1591.2077 | 2334.6736 | 2947.602 | 9228.2804 | 2947.995 | 5549.8136 | 2834.1604 | 942.8252 | 742.4395
2024-07-25 08:00 | 1693.403 | 2454.7328 | 3271.4304 | 9821.3166 | 3063.1377 | 5756.8916 | 2918.6626 | 995.258 | 762.2369
2024-07-25 09:00 | 1740.9317 | 2537.4456 | 3388.5073 | 10040.8172 | 3066.8947 | 5832.5058 | 3075.8028 | 987.1941 | 734.6463
2024-07-25 10:00 | 1788.4407 | 2535.859 | 3436.1656 | 9928.279 | 3037.1716 | 5822.5639 | 3096.5242 | 981.9713 | 748.49
2024-07-25 11:00 | 1770.1429 | 2534.8131 | 3395.4791 | 9664.2206 | 3008.5695 | 5847.2312 | 3117.8734 | 948.601 | 690.9621
2024-07-25 12:00 | 1731.9832 | 2497.3036 | 3351.309 | 9321.1446 | 2936.4536 | 5679.4848 | 3085.1263 | 893.0465 | 754.5511
2024-07-25 13:00 | 1705.6231 | 2453.7848 | 3330.8598 | 9142.1771 | 2952.3157 | 5685.8175 | 3042.7663 | 881.2154 | 738.7007
2024-07-25 14:00 | 1677.4413 | 2432.2502 | 3234.9179 | 8952.8397 | 2912.5607 | 5713.3622 | 2992.0661 | 853.521 | 776.5663
2024-07-25 15:00 | 1717.2631 | 2482.8873 | 3268.5064 | 9147.8634 | 2941.5913 | 5888.1591 | 2965.2543 | 866.3289 | 765.1413
2024-07-25 16:00 | 1736.9884 | 2577.765 | 3312.969 | 9392.2925 | 2984.0454 | 5958.597 | 2939.039 | 900.681 | 759.4534
2024-07-25 17:00 | 1740.6956 | 2601.9948 | 3116.3264 | 9387.1928 | 2979.2289 | 5906.2344 | 2787.2402 | 899.5333 | 819.4671
2024-07-25 18:00 | 1919.6154 | 2792.2332 | 3184.5966 | 10032.712 | 3232.2322 | 5950.4495 | 2863.945 | 1000.5709 | 923.7039
2024-07-25 19:00 | 1879.5724 | 2797.2967 | 3363.8376 | 10338.7085 | 3308.8681 | 5871.2648 | 2984.2556 | 1035.9953 | 944.7391
2024-07-25 20:00 | 1723.3107 | 2613.8348 | 3341.0996 | 9849.6822 | 3092.2641 | 5602.783 | 2958.0033 | 959.9083 | 873.9011
2024-07-25 21:00 | 1501.9818 | 2411.9662 | 3240.469 | 8925.4826 | 2812.8397 | 5196.0811 | 2981.7265 | 869.3837 | 811.8771
2024-07-25 22:00 | 1271.7413 | 2240.5966 | 3103.6015 | 7727.5642 | 2461.4552 | 4718.1221 | 2885.9302 | 786.8969 | 743.114
2024-07-25 23:00 | 1153.447 | 2157.2471 | 2970.5064 | 6958.8089 | 2226.308 | 4524.3018 | 2793.8453 | 712.8065 | 719.0217
2024-07-26 | 1170.7644 | 2122.3462 | 2869.8684 | 6495.4029 | 2066.9342 | 4364.1963 | 2755.7973 | 682.9474 | 682.6891
2024-07-26 01:00 | 1176.3854 | 2120.054 | 2852.3124 | 6306.2069 | 1984.8213 | 4338.1484 | 2701.8694 | 682.4696 | 733.478
2024-07-26 02:00 | 1143.3526 | 2102.8798 | 2801.1641 | 6300.0508 | 1921.5881 | 4378.8366 | 2696.3727 | 692.0683 | 747.8402
2024-07-26 03:00 | 1116.5017 | 2101.0603 | 2736.7697 | 6541.9088 | 1874.9895 | 4497.0492 | 2645.7419 | 687.0918 | 705.5254
2024-07-26 04:00 | 1154.6087 | 2179.9324 | 2787.3817 | 7197.3045 | 1999.2517 | 4683.4982 | 2616.4681 | 709.0299 | 715.8247
2024-07-26 05:00 | 1380.1361 | 2351.0007 | 2922.2374 | 8103.6514 | 2284.8625 | 5129.144 | 2669.9523 | 815.7757 | 705.6453
2024-07-26 06:00 | 1627.3278 | 2373.1318 | 2724.9692 | 8759.2669 | 2623.7164 | 5514.8972 | 2635.7642 | 918.5611 | 758.8337
2024-07-26 07:00 | 1616.7609 | 2313.1869 | 2733.0159 | 9205.6869 | 2845.7047 | 5519.8179 | 2738.8333 | 941.862 | 800.6582
2024-07-26 08:00 | 1647.7267 | 2405.9943 | 3111.7037 | 9635.5776 | 2966.5172 | 5667.3893 | 2899.0787 | 991.6847 | 739.2802
2024-07-26 09:00 | 1696.9609 | 2465.7509 | 3298.0313 | 9813.931 | 3107.8775 | 5756.8608 | 3041.2397 | 968.063 | 727.7654
2024-07-26 10:00 | 1668.9722 | 2369.2731 | 3302.1551 | 9579.7812 | 3115.0456 | 5755.9475 | 3081.5906 | 947.9767 | 747.1616
2024-07-26 11:00 | 1684.2253 | 2352.8709 | 3294.4426 | 9368.9946 | 3170.798 | 5765.7503 | 3099.3939 | 923.3432 | 750.871
2024-07-26 12:00 | 1535.7709 | 2405.1409 | 3277.4751 | 8982.8918 | 3159.4301 | 5654.3423 | 3042.2883 | 881.2122 | 739.0192
2024-07-26 13:00 | 1487.078 | 2375.9683 | 3262.8359 | 8885.4027 | 3165.7385 | 5624.7917 | 2987.179 | 863.1908 | 744.6302
2024-07-26 14:00 | 1601.8523 | 2325.9139 | 3200.4882 | 8724.6878 | 3249.6914 | 5592.3767 | 2932.9702 | 855.0263 | 740.9967
2024-07-26 15:00 | 1577.9448 | 2428.6926 | 3283.0062 | 8939.8916 | 3218.9674 | 5754.4457 | 2926.2827 | 873.6783 | 755.3199
2024-07-26 16:00 | 1529.2088 | 2523.7215 | 3281.5363 | 9252.4408 | 3399.2599 | 5829.3835 | 2911.8897 | 889.1834 | 785.7843
2024-07-26 17:00 | 1557.7703 | 2590.6297 | 3102.0789 | 9421.1231 | 3413.9434 | 5855.5449 | 2810.3027 | 898.6313 | 764.7373
2024-07-26 18:00 | 1695.2521 | 2801.4155 | 3233.9428 | 10123.2335 | 3499.9433 | 6037.8417 | 2892.3556 | 1013.1387 | 828.8812
2024-07-26 19:00 | 1609.8265 | 2780.184 | 3472.7634 | 10431.516 | 3526.4181 | 5891.8384 | 3027.4 | 1031.8417 | 862.8528
2024-07-26 20:00 | 1471.5038 | 2605.1771 | 3428.4912 | 9944.4377 | 3305.3744 | 5640.2068 | 2993.3107 | 973.018 | 819.1322
2024-07-26 21:00 | 1294.0308 | 2391.9279 | 3284.3787 | 8964.8204 | 3018.9203 | 5230.7088 | 2979.7487 | 866.5344 | 711.3388
2024-07-26 22:00 | 1150.626 | 2266.4085 | 3116.7243 | 7842.4666 | 2718.5317 | 4822.7311 | 2896.0796 | 793.2436 | 655.6603
2024-07-26 23:00 | 1068.397 | 2189.9068 | 2892.1997 | 7012.4964 | 2458.487 | 4580.002 | 2864.8793 | 711.3877 | 626.3135
2024-07-27 | 1024.669 | 2163.2286 | 2851.1321 | 6579.0729 | 2346.712 | 4495.0803 | 2851.4847 | 679.2184 | 605.1495
2024-07-27 01:00 | 979.8466 | 2141.1965 | 2784.6634 | 6481.9202 | 2313.7077 | 4496.5459 | 2862.8795 | 661.7054 | 590.9676
2024-07-27 02:00 | 989.8201 | 2125.7233 | 2797.5517 | 6420.5734 | 2247.7232 | 4490.4747 | 2838.1815 | 663.9669 | 566.2298
2024-07-27 03:00 | 1043.9021 | 2118.3209 | 2766.5595 | 6651.4727 | 2244.4899 | 4576.5114 | 2777.7714 | 665.1406 | 560.0716
2024-07-27 04:00 | 1094.8311 | 2217.7381 | 2776.7605 | 7290.2028 | 2391.9832 | 4795.1457 | 2741.2222 | 688.1784 | 582.5609
2024-07-27 05:00 | 1248.3191 | 2415.0455 | 2947.9765 | 8245.7151 | 2673.5746 | 5240.2369 | 2726.1881 | 806.8514 | 625.2843
2024-07-27 06:00 | 1515.0028 | 2418.4931 | 2732.1333 | 8905.07 | 3034.9176 | 5566.6756 | 2783.1118 | 895.8726 | 703.3898
2024-07-27 07:00 | 1529.5023 | 2338.5492 | 2677.2067 | 9222.0651 | 3209.6035 | 5593.6472 | 2854.3983 | 914.7576 | 741.7791
2024-07-27 08:00 | 1598.5656 | 2411.57 | 2995.1269 | 9666.8941 | 3331.5049 | 5784.9139 | 2990.138 | 953.9149 | 738.3908
2024-07-27 09:00 | 1639.2651 | 2452.3683 | 3204.6625 | 9698.8234 | 3414.278 | 5860.4333 | 3126.9094 | 926.8498 | 707.858
2024-07-27 10:00 | 1614.8418 | 2482.5702 | 3227.9349 | 9529.5508 | 3362.1967 | 5906.2606 | 3145.623 | 912.7119 | 777.7581
2024-07-27 11:00 | 1585.6552 | 2471.5567 | 3260.3455 | 9215.0875 | 3288.5011 | 5894.0302 | 3083.9497 | 878.9147 | 763.4324
2024-07-27 12:00 | 1557.3288 | 2453.7713 | 3205.2547 | 8839.2185 | 3209.426 | 5862.6379 | 3070.9016 | 850.3101 | 763.7038
2024-07-27 13:00 | 1551.1726 | 2410.0157 | 3250.9419 | 8766.5721 | 3162.7321 | 5903.0206 | 3034.9837 | 834.7859 | 719.5036
2024-07-27 14:00 | 1530.1737 | 2401.8403 | 3208.7968 | 8696.995 | 3133.1005 | 5863.8166 | 2985.6634 | 799.8731 | 738.2846
2024-07-27 15:00 | 1578.652 | 2471.3953 | 3199.08 | 8781.8124 | 3181.6294 | 6006.8765 | 3020.1404 | 804.5093 | 762.2161
2024-07-27 16:00 | 1662.059 | 2597.3302 | 3228.6327 | 9052.9724 | 3297.4257 | 6054.8293 | 2978.6616 | 846.2946 | 708.5071
2024-07-27 17:00 | 1740.7741 | 2607.0538 | 3000.1049 | 9142.1783 | 3279.0519 | 5978.9331 | 2806.7183 | 870.1805 | 753.719
2024-07-27 18:00 | 1903.6336 | 2790.3711 | 3078.8996 | 9863.0842 | 3457.4452 | 6050.5682 | 2852.2414 | 995.3461 | 846.5905
2024-07-27 19:00 | 1848.7173 | 2863.7858 | 3356.506 | 10140.2653 | 3616.96 | 5984.9555 | 3013.8943 | 1022.1883 | 885.6722
2024-07-27 20:00 | 1695.5256 | 2667.2066 | 3366.3549 | 9766.3972 | 3430.9358 | 5704.2865 | 3024.6468 | 942.0883 | 813.3645
2024-07-27 21:00 | 1455.0436 | 2447.3175 | 3209.4633 | 8949.923 | 3114.3605 | 5182.5682 | 2991.4063 | 835.5462 | 742.936
2024-07-27 22:00 | 1216.7835 | 2292.2135 | 3033.2632 | 7808.9995 | 2819.3471 | 4817.4618 | 2908.8232 | 769.0556 | 675.4082
2024-07-27 23:00 | 1101.4757 | 2222.9607 | 2911.5963 | 6963.6217 | 2507.529 | 4630.2491 | 2858.8311 | 707.8763 | 653.8873
2024-07-28 | 1056.4538 | 2185.1928 | 2889.0149 | 6609.0552 | 2362.242 | 4507.5822 | 2841.717 | 670.0322 | 615.064
2024-07-28 01:00 | 1057.3083 | 2161.8415 | 2800.7409 | 6481.9771 | 2305.6002 | 4466.6038 | 2859.0309 | 670.1944 | 608.7885
2024-07-28 02:00 | 1051.4091 | 2170.3553 | 2798.8954 | 6496.7087 | 2278.1455 | 4447.0754 | 2833.1558 | 658.5202 | 593.8658
2024-07-28 03:00 | 1072.9724 | 2137.2026 | 2810.3651 | 6731.8352 | 2256.4081 | 4520.8918 | 2754.777 | 661.2641 | 597.3716
2024-07-28 04:00 | 1168.4932 | 2218.2314 | 2787.6214 | 7342.483 | 2380.4938 | 4818.5118 | 2684.1298 | 685.6133 | 582.2454
2024-07-28 05:00 | 1366.7781 | 2402.246 | 2982.0204 | 8234.4629 | 2658.2418 | 5266.9847 | 2739.7106 | 777.2996 | 610.3429
2024-07-28 06:00 | 1679.9588 | 2458.622 | 2700.7236 | 8940.6997 | 2968.062 | 5583.5164 | 2749.3807 | 893.8114 | 718.4802
2024-07-28 07:00 | 1709.7308 | 2363.7324 | 2685.8723 | 9284.439 | 3217.3021 | 5560.9065 | 2846.8051 | 914.6004 | 747.3242
2024-07-28 08:00 | 1727.4378 | 2469.22 | 3063.2111 | 9692.766 | 3339.7302 | 5698.3104 | 2972.2371 | 949.9728 | 731.489
2024-07-28 09:00 | 1737.4447 | 2532.524 | 3284.4924 | 9736.4867 | 3430.3745 | 5818.6997 | 3126.0315 | 926.4954 | 707.1242
2024-07-28 10:00 | 1706.6008 | 2582.2973 | 3325.2495 | 9651.2789 | 3372.1257 | 5815.72 | 3176.3438 | 891.6513 | 670.467
2024-07-28 11:00 | 1646.5118 | 2550.9903 | 3290.1541 | 9288.7267 | 3244.8478 | 5816.4506 | 3072.5432 | 851.3152 | 639.7837
2024-07-28 12:00 | 1612.7188 | 2537.1946 | 3233.3318 | 8987.647 | 3186.6044 | 5795.9237 | 3081.0383 | 811.883 | 665.3997
2024-07-28 13:00 | 1566.4695 | 2440.6106 | 3176.0576 | 8933.9418 | 3127.7861 | 5782.7539 | 3041.1693 | 789.7392 | 733.4158
2024-07-28 14:00 | 1569.1549 | 2437.5156 | 3192.0704 | 8869.2321 | 3125.3314 | 5806.6004 | 3027.1752 | 788.0894 | 639.8427
2024-07-28 15:00 | 1622.6517 | 2504.474 | 3197.8758 | 9118.6086 | 3175.2717 | 5959.7232 | 2968.9197 | 801.7142 | 662.5792
2024-07-28 16:00 | 1654.6691 | 2605.0128 | 3197.5729 | 9319.0293 | 3219.4119 | 6009.8625 | 2972.7727 | 801.1659 | 699.6312
2024-07-28 17:00 | 1727.0805 | 2648.089 | 3037.1774 | 9346.4756 | 3185.8513 | 5974.6101 | 2766.8791 | 815.5482 | 743.1922
2024-07-28 18:00 | 1870.6957 | 2828.7542 | 3174.2337 | 9916.2786 | 3371.2033 | 6054.6958 | 2823.9275 | 937.966 | 815.9501
2024-07-28 19:00 | 1815.0807 | 2840.0424 | 3342.1508 | 10309.0517 | 3453.6872 | 6015.8086 | 2984.0742 | 973.3918 | 864.2836
2024-07-28 20:00 | 1688.6547 | 2671.511 | 3241.9165 | 9763.6625 | 3215.3045 | 5724.8732 | 2922.9155 | 905.9315 | 812.8142
2024-07-28 21:00 | 1513.0956 | 2462.1897 | 3106.2044 | 8826.2978 | 2934.6591 | 5266.1024 | 2875.2083 | 795.3654 | 747.3843
2024-07-28 22:00 | 1259.9035 | 2341.2491 | 2952.6755 | 7857.7409 | 2591.3334 | 4904.8662 | 2856.6673 | 724.5895 | 675.0522
2024-07-28 23:00 | 1106.2643 | 2263.7601 | 2864.2155 | 7058.6865 | 2315.3967 | 4706.5185 | 2800.3972 | 655.4071 | 633.2729
2024-07-29 | 994.1457 | 2232.3011 | 2832.3337 | 6727.5169 | 2150.9897 | 4624.1353 | 2785.0195 | 635.2454 | 635.7877
2024-07-29 01:00 | 972.9269 | 2222.2438 | 2777.7427 | 6615.1988 | 2133.2524 | 4662.026 | 2814.8211 | 626.6556 | 635.2965
2024-07-29 02:00 | 987.1418 | 2185.5054 | 2755.2996 | 6524.6998 | 2101.6186 | 4614.3017 | 2795.638 | 629.0653 | 639.5074
2024-07-29 03:00 | 982.2631 | 2185.6094 | 2736.3127 | 6669.158 | 2131.2371 | 4701.6917 | 2746.6027 | 648.9403 | 623.7077
2024-07-29 04:00 | 1118.317 | 2283.3105 | 2779.0878 | 7226.7123 | 2258.6214 | 4992.0537 | 2751.0682 | 678.7328 | 608.97
2024-07-29 05:00 | 1346.6916 | 2476.1523 | 2933.2338 | 8120.7869 | 2539.3575 | 5423.7806 | 2790.1906 | 790.0197 | 686.9186
2024-07-29 06:00 | 1670.086 | 2455.5629 | 2716.4228 | 8802.3062 | 2839.4973 | 5703.7739 | 2722.9781 | 894.2224 | 793.7618
2024-07-29 07:00 | 1715.7881 | 2382.6866 | 2714.4694 | 9222.2125 | 3016.7464 | 5688.6698 | 2778.5827 | 903.6908 | 801.4888
2024-07-29 08:00 | 1783.1494 | 2534.8885 | 3074.2038 | 9696.7237 | 3171.0816 | 5947.2549 | 2934.1376 | 953.1551 | 821.3957
2024-07-29 09:00 | 1852.2302 | 2621.6955 | 3292.9842 | 9840.2802 | 3307.4936 | 6050.6697 | 3144.7192 | 893.1183 | 794.8431
2024-07-29 10:00 | 1863.4442 | 2606.3428 | 3246.9658 | 9688.5719 | 3252.8411 | 6121.6367 | 3165.5644 | 924.8365 | 772.7137
2024-07-29 11:00 | 1820.0407 | 2597.3445 | 3261.796 | 9444.8925 | 3164.4475 | 6107.4502 | 3178.2379 | 889.053 | 727.7394
2024-07-29 12:00 | 1791.6742 | 2541.3598 | 3193.1139 | 9085.5224 | 2948.2187 | 5947.5245 | 3117.6621 | 847.3628 | 758.3026
2024-07-29 13:00 | 1769.9056 | 2477.8065 | 3231.3234 | 8782.9423 | 2875.3183 | 5975.5133 | 3062.3491 | 818.5525 | 751.0038
2024-07-29 14:00 | 1719.4154 | 2548.7092 | 3258.264 | 8642.689 | 2889.3049 | 5964.7403 | 3025.7002 | 823.425 | 800.0301
2024-07-29 15:00 | 1699.0456 | 2666.6741 | 3267.7527 | 8779.9756 | 3006.112 | 6115.8666 | 3083.045 | 833.5923 | 829.8604
2024-07-29 16:00 | 1722.0627 | 2733.3981 | 3240.2947 | 8902.9795 | 3079.5389 | 6195.3829 | 3088.152 | 848.129 | 820.2337
2024-07-29 17:00 | 1760.892 | 2722.7252 | 3090.6636 | 8961.2019 | 2996.5914 | 6151.0896 | 2891.9248 | 841.1322 | 779.6056
2024-07-29 18:00 | 1813.1556 | 2874.0039 | 3193.6101 | 9556.562 | 3221.4415 | 6158.3653 | 2922.7612 | 946.0656 | 858.8826
2024-07-29 19:00 | 1757.2461 | 2848.6971 | 3374.5003 | 9879.7161 | 3310.6673 | 5997.9197 | 3002.8144 | 965.4976 | 890.8143
2024-07-29 20:00 | 1613.9593 | 2653.3416 | 3368.6627 | 9501.0583 | 3146.363 | 5714.5717 | 2951.3301 | 912.8749 | 842.9278
2024-07-29 21:00 | 1385.5441 | 2478.1539 | 3219.8721 | 8826.8461 | 2893.0747 | 5293.0738 | 2946.041 | 822.2696 | 779.0899
2024-07-29 22:00 | 1196.6826 | 2328.0296 | 3045.749 | 7893.6845 | 2606.9072 | 4886.7577 | 2846.6753 | 755.4204 | 701.0406
2024-07-29 23:00 | 1115.158 | 2256.5983 | 2937.4426 | 7124.9076 | 2384.1438 | 4631.0711 | 2801.2187 | 686.4618 | 659.4428
2024-07-30 | 1082.7799 | 2208.5514 | 2974.7931 | 6613.7036 | 2267.3766 | 4520.4955 | 2779.0765 | 634.7044 | 613.4311
2024-07-30 01:00 | 1120.7128 | 2188.9309 | 2938.7218 | 6431.3608 | 2192.2359 | 4510.5323 | 2781.0726 | 631.8382 | 629.1128
2024-07-30 02:00 | 1127.6103 | 2143.4491 | 2891.9666 | 6349.4368 | 2173.9936 | 4471.0457 | 2744.3717 | 621.3424 | 609.5461
2024-07-30 03:00 | 1138.0939 | 2137.1327 | 2860.5246 | 6414.8227 | 2120.4836 | 4480.8715 | 2693.5741 | 620.7838 | 585.3764
2024-07-30 04:00 | 1130.6272 | 2235.3872 | 2992.6411 | 6828.0096 | 2226.2168 | 4726.1904 | 2756.1191 | 646.6147 | 608.529
2024-07-30 05:00 | 1220.4225 | 2412.3312 | 3141.5611 | 7511.8351 | 2406.9719 | 5148.1997 | 2940.5377 | 697.5714 | 649.9868
2024-07-30 06:00 | 1349.0618 | 2475.9257 | 3168.9133 | 7949.3568 | 2601.1481 | 5476.7479 | 2994.93 | 740.7051 | 669.5827
2024-07-30 07:00 | 1427.0287 | 2411.4662 | 3047.0461 | 8240.1504 | 2649.8582 | 5574.6807 | 2858.6305 | 800.164 | 721.7838
2024-07-30 08:00 | 1552.3925 | 2456.4451 | 3070.0974 | 9031.1484 | 2934.5394 | 5879.4412 | 2954.6346 | 876.5759 | 758.7534
2024-07-30 09:00 | 1543.4273 | 2509.1073 | 3112.6949 | 9290.5529 | 3073.1028 | 5900.2036 | 3078.2846 | 894.1911 | 785.4443
2024-07-30 10:00 | 1473.7726 | 2472.523 | 3210.2428 | 9108.2136 | 3029.4996 | 5775.3556 | 3100.1341 | 866.4331 | 711.1033
2024-07-30 11:00 | 1406.5904 | 2498.8509 | 3270.1978 | 8794.0593 | 2956.6746 | 5537.8149 | 3110.8241 | 836.2173 | 745.7303
2024-07-30 12:00 | 1359.9423 | 2432.513 | 3211.4516 | 8622.6495 | 2850.9688 | 5417.8088 | 3024.0377 | 791.1919 | 679.1756
2024-07-30 13:00 | 1297.9034 | 2443.1077 | 3218.8463 | 8430.0476 | 2701.3936 | 5579.3662 | 2982.9247 | 773.6543 | 682.9228
2024-07-30 14:00 | 1263.8248 | 2456.108 | 3147.433 | 8215.3344 | 2714.195 | 5520.3768 | 2944.7742 | 763.5559 | 623.6573
2024-07-30 15:00 | 1345.4951 | 2491.3661 | 3198.6402 | 8292.0234 | 2672.1586 | 5607.5389 | 2986.2723 | 770.8309 | 666.8598
2024-07-30 16:00 | 1476.4392 | 2488.9965 | 3168.2784 | 8399.7144 | 2757.2888 | 5679.5637 | 2950.8554 | 782.1434 | 722.2208
2024-07-30 17:00 | 1583.2507 | 2605.1239 | 3227.6647 | 8630.2455 | 2780.6019 | 5794.3392 | 2843.7841 | 811.796 | 755.706
2024-07-30 18:00 | 1740.7528 | 2904.3532 | 3365.6254 | 9400.9128 | 3015.5357 | 6078.0411 | 2947.2053 | 951.6071 | 824.3791
2024-07-30 19:00 | 1626.8584 | 2854.7853 | 3391.4937 | 9730.6545 | 3071.3103 | 5943.2334 | 3023.8177 | 963.5213 | 835.1584
2024-07-30 20:00 | 1429.3772 | 2631.1466 | 3250.4146 | 9291.6471 | 2838.5325 | 5474.7557 | 2943.1848 | 884.596 | 792.7971
2024-07-30 21:00 | 1255.477 | 2388.8824 | 3105.9378 | 8530.1698 | 2573.0984 | 5073.1293 | 2840.9213 | 780.7898 | 689.639
2024-07-30 22:00 | 1129.2508 | 2226.6287 | 2863.6701 | 7687.1341 | 2307.706 | 4688.6052 | 2750.5068 | 686.1185 | 629.1213
2024-07-30 23:00 | 1050.8773 | 2163.2951 | 2745.1515 | 7050.6209 | 2180.5852 | 4575.7093 | 2721.9254 | 639.2342 | 591.9603
2024-07-31 | 978.8094 | 2111.9698 | 2751.5512 | 6666.7418 | 2036.166 | 4460.4852 | 2714.2439 | 608.5729 | 575.7858
2024-07-31 01:00 | 948.6833 | 2089.485 | 2713.496 | 6456.1782 | 2009.7166 | 4458.9559 | 2662.3304 | 605.8162 | 573.1254
2024-07-31 02:00 | 938.3934 | 2091.1182 | 2693.5142 | 6371.2214 | 1920.8395 | 4453.2845 | 2672.8683 | 599.7527 | 560.77
2024-07-31 03:00 | 945.6183 | 2110.2709 | 2693.4147 | 6364.2034 | 1938.8559 | 4403.4456 | 2613.8009 | 602.9244 | 543.2161
2024-07-31 04:00 | 995.839 | 2223.5693 | 2825.0957 | 6722.4223 | 2025.2278 | 4621.849 | 2710.1558 | 625.8247 | 571.5162
2024-07-31 05:00 | 1108.968 | 2392.4483 | 2981.5112 | 7233.0523 | 2195.4008 | 5070.533 | 2872.5391 | 660.4976 | 621.7469
2024-07-31 06:00 | 1212.1941 | 2413.3969 | 2988.6332 | 7619.5944 | 2367.8748 | 5361.6403 | 2795.5929 | 681.4298 | 620.7267
2024-07-31 07:00 | 1320.7835 | 2375.4899 | 2920.0043 | 7758.3453 | 2449.8027 | 5262.5915 | 2594.1543 | 720.6551 | 656.0869
2024-07-31 08:00 | 1459.7746 | 2457.1049 | 2959.1967 | 8426.6464 | 2697.1474 | 5439.1498 | 2675.1444 | 795.3925 | 671.2094
2024-07-31 09:00 | 1498.9535 | 2489.4567 | 3104.108 | 8706.4223 | 2816.8827 | 5606.3358 | 2648.4858 | 803.5893 | 674.0694
2024-07-31 10:00 | 1465.7116 | 2401.4983 | 3137.966 | 8563.2817 | 2866.3358 | 5538.9918 | 2653.182 | 776.5692 | 705.1894
2024-07-31 11:00 | 1451.5241 | 2398.9669 | 3073.5573 | 8215.2069 | 2829.9023 | 5406.4664 | 2626.25 | 752.2263 | 723.197
2024-07-31 12:00 | 1428.567 | 2422.9783 | 3061.975 | 8120.5555 | 2687.586 | 5256.8674 | 2612.3764 | 730.7932 | 716.5169
2024-07-31 13:00 | 1430.9352 | 2386.3508 | 3090.8285 | 7924.3904 | 2639.8144 | 5311.5594 | 2601.9627 | 714.5127 | 660.4785
2024-07-31 14:00 | 1424.8553 | 2380.0275 | 3032.6929 | 7807.2777 | 2472.6854 | 5304.5462 | 2577.3298 | 692.3002 | 638.577
2024-07-31 15:00 | 1500.7255 | 2403.9825 | 2950.3285 | 7914.4013 | 2498.6982 | 5476.1248 | 2568.7328 | 700.8861 | 630.0509
2024-07-31 16:00 | 1561.0962 | 2418.8611 | 2957.0662 | 8017.4262 | 2547.4103 | 5599.3276 | 2579.8364 | 720.6421 | 616.3862
2024-07-31 17:00 | 1629.1044 | 2510.1668 | 3026.2088 | 8234.6084 | 2580.1801 | 5678.0828 | 2553.2158 | 760.6132 | 659.5633
2024-07-31 18:00 | 1731.8527 | 2783.8346 | 3230.7753 | 9197.7602 | 2902.5074 | 5878.218 | 2698.1694 | 902.6212 | 757.9485
2024-07-31 19:00 | 1632.4741 | 2755.384 | 3345.0406 | 9629.5858 | 3042.1256 | 5763.2731 | 2806.1143 | 933.2783 | 760.784
2024-07-31 20:00 | 1469.7514 | 2599.2681 | 3292.7768 | 9222.2804 | 2849.3547 | 5434.1722 | 2822.7962 | 874.3178 | 756.3163
2024-07-31 21:00 | 1271.6891 | 2432.9825 | 3137.6783 | 8417.5243 | 2606.5429 | 5008.3589 | 2824.7138 | 770.3779 | 672.7418
2024-07-31 22:00 | 1129.3812 | 2314.8345 | 2999.3534 | 7400.432 | 2348.1072 | 4742.3033 | 2790.8566 | 688.0755 | 616.9049
2024-07-31 23:00 | 1031.3608 | 2240.882 | 2925.4479 | 6771.8679 | 2053.2201 | 4553.2666 | 2759.3876 | 655.4761 | 599.0212
2024-08-01 | 940.3704 | 2198.4743 | 2840.3346 | 6525.5727 | 1947.1111 | 4489.5312 | 2756.2758 | 638.3742 | 597.4957
2024-08-01 01:00 | 866.0513 | 2209.3547 | 2792.7124 | 6417.0206 | 1882.7394 | 4489.2209 | 2763.3473 | 630.9454 | 607.695
2024-08-01 02:00 | 856.4307 | 2198.3284 | 2765.9286 | 6290.8027 | 1895.3525 | 4440.8648 | 2722.7756 | 620.2152 | 587.7703
2024-08-01 03:00 | 878.3619 | 2183.8143 | 2781.938 | 6367.7222 | 1897.5263 | 4531.7306 | 2677.0326 | 629.0161 | 587.0082
2024-08-01 04:00 | 997.9528 | 2327.7538 | 2839.3516 | 6837.5886 | 2071.3009 | 4829.1791 | 2658.5513 | 635.9407 | 610.943
2024-08-01 05:00 | 1271.9178 | 2516.9128 | 2981.1349 | 7751.6711 | 2364.7795 | 5347.8885 | 2765.3431 | 746.5021 | 679.646
2024-08-01 06:00 | 1545.3822 | 2493.4137 | 2833.1293 | 8504.0762 | 2696.3186 | 5679.3599 | 2774.6765 | 862.943 | 750.5097
2024-08-01 07:00 | 1539.9875 | 2385.1428 | 2930.343 | 8982.2322 | 2929.8408 | 5766.1991 | 2826.113 | 890.2067 | 767.281
2024-08-01 08:00 | 1600.2039 | 2503.447 | 3284.0555 | 9459.3517 | 3025.5316 | 5969.6523 | 2942.2131 | 953.5871 | 782.2788
2024-08-01 09:00 | 1659.3841 | 2590.7913 | 3484.8598 | 9776.0084 | 3152.5287 | 6005.7561 | 3076.8694 | 964.1228 | 786.4864
2024-08-01 10:00 | 1688.9943 | 2603.6262 | 3434.2617 | 9736.13 | 3008.5093 | 6012.3557 | 3137.5619 | 960.7221 | 751.1062
2024-08-01 11:00 | 1659.6524 | 2590.4559 | 3354.3824 | 9425.5774 | 2935.6748 | 5979.5063 | 3077.4203 | 927.4015 | 801.6069
2024-08-01 12:00 | 1609.9991 | 2597.1868 | 3327.8724 | 9077.977 | 2918.4342 | 5963.8629 | 3024.5049 | 887.6962 | 756.039
2024-08-01 13:00 | 1645.4237 | 2582.6408 | 3293.0841 | 9038.4891 | 2830.9056 | 5935.2794 | 3052.4495 | 872.6724 | 780.9686
2024-08-01 14:00 | 1639.959 | 2591.187 | 3274.0507 | 8964.7812 | 2866.001 | 5891.3757 | 3022.8962 | 858.509 | 812.4471
2024-08-01 15:00 | 1642.8142 | 2601.6766 | 3363.5797 | 9076.2944 | 2880.7572 | 6064.8706 | 3028.5483 | 851.0888 | 793.5002
2024-08-01 16:00 | 1603.3806 | 2695.4124 | 3432.1304 | 9241.319 | 2879.1388 | 6206.3334 | 3017.7979 | 881.3586 | 815.002
2024-08-01 17:00 | 1731.2378 | 2691.549 | 3212.7464 | 9330.2928 | 2883.9956 | 6141.6214 | 2837.4172 | 879.809 | 795.2893
2024-08-01 18:00 | 1866.2546 | 2875.3095 | 3294.3011 | 9957.4743 | 3116.2388 | 6185.4258 | 2890.9132 | 989.2716 | 886.9109
2024-08-01 19:00 | 1816.1941 | 2863.3251 | 3566.6412 | 10334.6679 | 3185.0995 | 6104.1089 | 3032.0122 | 1015.731 | 898.7684
2024-08-01 20:00 | 1683.5151 | 2676.7041 | 3469.2708 | 9936.9231 | 2955.6859 | 5735.7998 | 3007.3179 | 947.8586 | 851.1934
2024-08-01 21:00 | 1486.3938 | 2457.5302 | 3349.1794 | 9055.4875 | 2596.1377 | 5354.2006 | 2935.8471 | 852.7253 | 787.6393
2024-08-01 22:00 | 1301.39 | 2306.0449 | 3132.034 | 7874.4121 | 2292.3538 | 5035.1244 | 2858.5424 | 770.1864 | 760.3125
2024-08-01 23:00 | 1199.9856 | 2202.3601 | 2987.1844 | 6997.7108 | 2119.3054 | 4734.6056 | 2828.8517 | 694.7413 | 722.2033
2024-08-02 | 1191.66 | 2125.961 | 2943.2469 | 6596.5643 | 1980.4181 | 4513.3038 | 2788.9441 | 667.8053 | 710.2343
2024-08-02 01:00 | 1171.2054 | 2143.3767 | 2905.0405 | 6442.6623 | 1957.0923 | 4425.565 | 2765.4579 | 664.4293 | 725.473
2024-08-02 02:00 | 1183.2199 | 2119.4625 | 2909.8745 | 6341.0482 | 1881.8546 | 4419.9386 | 2730.4601 | 657.9164 | 690.65
2024-08-02 03:00 | 1157.8977 | 2144.9911 | 2936.7819 | 6540.8744 | 1934.8114 | 4531.7491 | 2695.1132 | 671.9483 | 681.9439
2024-08-02 04:00 | 1200.4435 | 2256.8611 | 2944.5971 | 7102.8771 | 2052.3633 | 4900.4546 | 2691.0748 | 701.1513 | 709.8245
2024-08-02 05:00 | 1403.2956 | 2468.9633 | 3121.5421 | 8121.2167 | 2319.5858 | 5374.4099 | 2719.4155 | 813.9621 | 716.7753
2024-08-02 06:00 | 1651.4946 | 2452.8178 | 2835.9029 | 8977.3956 | 2561.2198 | 5647.4102 | 2687.5503 | 908.0981 | 780.7577
2024-08-02 07:00 | 1623.7628 | 2346.8955 | 2809.527 | 9433.7024 | 2750.0749 | 5618.8955 | 2703.6722 | 929.9588 | 811.5799
2024-08-02 08:00 | 1692.7309 | 2432.825 | 3114.9183 | 9926.2249 | 2947.0166 | 5788.3593 | 2815.7931 | 980.6447 | 809.3981
2024-08-02 09:00 | 1775.7161 | 2529.1265 | 3196.2318 | 10069.9872 | 3117.0697 | 5883.0234 | 2942.6695 | 978.749 | 785.3078
2024-08-02 10:00 | 1743.1284 | 2511.3947 | 3147.0947 | 9779.9575 | 3097.7903 | 5747.3661 | 2940.5944 | 957.9347 | 754.1287
2024-08-02 11:00 | 1715.4287 | 2507.1489 | 3195.499 | 9441.4617 | 3108.9088 | 5706.4836 | 2886.2078 | 918.7039 | 672.9807
2024-08-02 12:00 | 1692.2569 | 2485.4847 | 3178.3152 | 9137.3292 | 3042.4336 | 5633.1897 | 2852.8299 | 872.6699 | 759.2206
2024-08-02 13:00 | 1656.2162 | 2428.0771 | 3170.1562 | 9053.9534 | 3090.5641 | 5631.2632 | 2818.4352 | 818.1892 | 812.2073
2024-08-02 14:00 | 1615.5643 | 2392.0987 | 3180.2681 | 8987.9031 | 3057.2508 | 5588.88 | 2805.5582 | 820.5851 | 759.5845
2024-08-02 15:00 | 1585.519 | 2390.9591 | 3127.1284 | 9072.6358 | 3138.7344 | 5659.3266 | 2744.4244 | 823.9862 | 767.8273
2024-08-02 16:00 | 1526.9024 | 2465.6689 | 3218.18 | 9362.7082 | 3153.2724 | 5826.5696 | 2784.8336 | 845.4546 | 769.8369
2024-08-02 17:00 | 1582.3502 | 2530.5014 | 3042.5527 | 9436.8243 | 3032.1078 | 5868.4746 | 2703.4243 | 852.0108 | 774.9329
2024-08-02 18:00 | 1821.5115 | 2729.868 | 3205.8684 | 9963.1955 | 3142.1787 | 5996.0585 | 2747.9249 | 960.67 | 860.8367
2024-08-02 19:00 | 1701.5475 | 2745.3591 | 3432.8341 | 10397.7253 | 3256.6378 | 5935.7222 | 2908.1742 | 978.259 | 879.0024
2024-08-02 20:00 | 1553.0908 | 2570.5041 | 3432.4796 | 9980.9655 | 3072.4773 | 5657.9632 | 2902.9838 | 913.0635 | 847.8139
2024-08-02 21:00 | 1361.7851 | 2360.4819 | 3307.0346 | 8967.9128 | 2908.3461 | 5236.336 | 2827.3429 | 809.2584 | 773.4853
2024-08-02 22:00 | 1146.0687 | 2196.9659 | 3133.9389 | 7787.8391 | 2732.3106 | 4894.3145 | 2815.0715 | 741.1409 | 711.8343
2024-08-02 23:00 | 1037.1828 | 2133.0496 | 3061.1199 | 7002.0075 | 2313.712 | 4758.5188 | 2778.4128 | 682.4858 | 739.0539
2024-08-03 | 970.5687 | 2095.6905 | 3000.5561 | 6610.7504 | 2204.9059 | 4673.1489 | 2796.8683 | 646.9234 | 681.2468
2024-08-03 01:00 | 940.4432 | 2128.7532 | 3001.7969 | 6425.5916 | 2180.388 | 4662.7536 | 2804.9226 | 638.7411 | 690.3331
2024-08-03 02:00 | 890.0599 | 2097.8869 | 2969.3452 | 6421.0806 | 2167.8764 | 4613.5425 | 2772.8136 | 634.1592 | 691.0029
2024-08-03 03:00 | 899.0422 | 2082.0071 | 2890.8713 | 6587.8963 | 2110.4316 | 4609.9484 | 2680.4661 | 632.6367 | 651.6915
2024-08-03 04:00 | 987.7708 | 2159.7764 | 2915.5775 | 7184.0482 | 2280.0637 | 4883.9272 | 2639.1425 | 659.5806 | 673.8254
2024-08-03 05:00 | 1236.6305 | 2341.5127 | 2991.0506 | 7991.5865 | 2497.8419 | 5278.9416 | 2633.2074 | 774.3395 | 634.2381
2024-08-03 06:00 | 1514.0736 | 2327.9012 | 2728.0868 | 8627.231 | 2712.4663 | 5512.8871 | 2580.1614 | 859.0264 | 716.1945
2024-08-03 07:00 | 1425.7453 | 2215.6593 | 2651.6874 | 8843.5869 | 2912.4551 | 5372.3785 | 2583.1678 | 866.7978 | 714.7463
2024-08-03 08:00 | 1470.006 | 2367.4158 | 2941.016 | 9286.0989 | 3118.2178 | 5624.3252 | 2721.0847 | 920.661 | 697.0672
2024-08-03 09:00 | 1521.0621 | 2467.6952 | 3146.7253 | 9425.3788 | 3362.122 | 5758.9938 | 2923.0567 | 945.1187 | 654.4524
2024-08-03 10:00 | 1482.5125 | 2498.1487 | 3186.1252 | 9276.7413 | 3376.7477 | 5729.8655 | 3009.6916 | 915.6579 | 717.0397
2024-08-03 11:00 | 1442.4158 | 2463.5537 | 3186.575 | 8945.4204 | 3285.1642 | 5658.262 | 3016.0733 | 854.2881 | 718.7201
2024-08-03 12:00 | 1422.4 | 2442.9572 | 3155.2737 | 8668.2299 | 3246.6415 | 5710.3855 | 2989.9929 | 801.4411 | 725.5663
2024-08-03 13:00 | 1396.7192 | 2358.0807 | 3165.2232 | 8538.0005 | 3154.9325 | 5636.0614 | 2896.7074 | 768.3163 | 755.7896
2024-08-03 14:00 | 1421.5551 | 2325.2155 | 3155.5141 | 8372.3739 | 3114.1948 | 5486.7201 | 2776.8362 | 786.9182 | 712.9203
2024-08-03 15:00 | 1447.9116 | 2382.5654 | 3153.3235 | 8602.873 | 3148.6409 | 5560.1172 | 2697.6212 | 777.023 | 715.7904
2024-08-03 16:00 | 1509.6151 | 2402.9673 | 3151.4346 | 8854.5799 | 3291.2359 | 5614.4899 | 2663.3308 | 796.693 | 687.2449
2024-08-03 17:00 | 1598.6006 | 2521.0081 | 3029.6481 | 9162.0347 | 3274.923 | 5781.0299 | 2622.5283 | 808.5105 | 743.6741
2024-08-03 18:00 | 1780.8276 | 2787.012 | 3221.1428 | 9900.0721 | 3445.6423 | 6040.7898 | 2712.5324 | 943.4579 | 857.8726
2024-08-03 19:00 | 1709.5498 | 2802.2773 | 3426.2743 | 10103.1154 | 3467.1034 | 5879.1702 | 2802.5189 | 958.4759 | 889.0959
2024-08-03 20:00 | 1601.9551 | 2600.8196 | 3430.7518 | 9616.6431 | 3276.278 | 5492.4378 | 2798.2906 | 883.9932 | 795.8892
2024-08-03 21:00 | 1411.0747 | 2427.8393 | 3290.0696 | 8703.0423 | 3008.5018 | 5109.4615 | 2806.3881 | 787.3845 | 694.8673
2024-08-03 22:00 | 1170.3587 | 2266.7725 | 3115.3591 | 7567.7994 | 2716.3209 | 4731.1826 | 2764.7198 | 699.2632 | 655.1092
2024-08-03 23:00 | 1095.7662 | 2207.7506 | 3019.478 | 6819.906 | 2527.0509 | 4616.157 | 2647.0679 | 644.9401 | 607.3401
2024-08-04 | 1050.0217 | 2167.6354 | 2937.178 | 6412.7684 | 2401.5376 | 4514.0026 | 2591.9084 | 620.8655 | 607.237
2024-08-04 01:00 | 1020.6191 | 2167.1843 | 2861.6554 | 6276.2962 | 2352.3793 | 4435.2767 | 2668.251 | 625.4814 | 622.5229
2024-08-04 02:00 | 985.989 | 2154.722 | 2851.5649 | 6267.281 | 2281.3377 | 4454.148 | 2668.5527 | 621.5041 | 600.5925
2024-08-04 03:00 | 987.0618 | 2139.3545 | 2856.4439 | 6468.0756 | 2273.8268 | 4500.9748 | 2610.1628 | 621.203 | 566.5421
2024-08-04 04:00 | 1089.3167 | 2244.1855 | 2870.7992 | 7075.7085 | 2408.6685 | 4795.8436 | 2559.1324 | 638.9622 | 574.2464
2024-08-04 05:00 | 1319.3237 | 2465.3765 | 3044.7476 | 8059.3294 | 2650.9096 | 5274.683 | 2605.3138 | 768.7733 | 622.0984
2024-08-04 06:00 | 1594.5738 | 2466.5952 | 2858.0141 | 8786.7856 | 2936.6502 | 5556.8842 | 2623.4193 | 887.1688 | 716.4725
2024-08-04 07:00 | 1577.4521 | 2394.2721 | 2890.2225 | 9270.6892 | 3194.9111 | 5669.5445 | 2726.7753 | 906.2072 | 762.754
2024-08-04 08:00 | 1581.4523 | 2451.1957 | 3242.351 | 9677.228 | 3407.2935 | 5909.7693 | 2932.9782 | 932.8073 | 762.5058
2024-08-04 09:00 | 1596.0289 | 2503.0481 | 3407.5657 | 9665.416 | 3542.317 | 6047.0653 | 3076.18 | 906.9796 | 716.1019
2024-08-04 10:00 | 1556.1394 | 2528.4721 | 3395.9059 | 9467.5647 | 3384.7237 | 6007.0861 | 3072.3476 | 877.4826 | 713.5622
2024-08-04 11:00 | 1534.8093 | 2521.7297 | 3309.7164 | 9357.4947 | 3313.2081 | 5929.6899 | 3060.1824 | 838.7108 | 709.7206
2024-08-04 12:00 | 1507.3239 | 2493.4086 | 3326.3828 | 8858.9398 | 3235.0748 | 5931.4622 | 3072.048 | 803.7003 | 768.2794
2024-08-04 13:00 | 1449.5851 | 2450.4237 | 3327.2965 | 8781.6245 | 3146.1911 | 5907.8556 | 2963.9164 | 779.6755 | 772.1476
2024-08-04 14:00 | 1454.6482 | 2447.2395 | 3329.348 | 8694.9489 | 3119.9446 | 5898.8882 | 2944.8634 | 772.9559 | 771.1725
2024-08-04 15:00 | 1494.3508 | 2550.5378 | 3381.7249 | 8894.7907 | 3174.7172 | 6074.737 | 2949.4669 | 790.0837 | 820.1933
2024-08-04 16:00 | 1551.1694 | 2611.8586 | 3384.2048 | 9218.5948 | 3255.7039 | 6167.8686 | 2850.2606 | 833.9427 | 809.4021
2024-08-04 17:00 | 1675.78 | 2642.0388 | 3176.5537 | 9203.9039 | 3181.3934 | 6161.5399 | 2694.7609 | 847.2595 | 792.8927
2024-08-04 18:00 | 1857.7305 | 2865.807 | 3331.6984 | 9719.7958 | 3304.1043 | 6269.2271 | 2693.8386 | 974.2069 | 900.18
2024-08-04 19:00 | 1845.2307 | 2881.4963 | 3599.6116 | 10048.536 | 3403.2605 | 6179.6966 | 2836.5604 | 1001.3146 | 911.8281
2024-08-04 20:00 | 1696.181 | 2712.5771 | 3551.9112 | 9647.3739 | 3206.5386 | 5762.4566 | 2865.9655 | 916.0206 | 822.6856
2024-08-04 21:00 | 1480.5357 | 2487.9393 | 3325.6634 | 8721.1177 | 2921.2707 | 5380.9498 | 2835.4748 | 804.0696 | 743.5208
2024-08-04 22:00 | 1251.9212 | 2331.1014 | 3129.8353 | 7642.2748 | 2592.4929 | 4978.4146 | 2786.2377 | 722.6757 | 685.0967
2024-08-04 23:00 | 1123.9294 | 2269.4521 | 3024.7534 | 6894.9287 | 2266.4115 | 4643.2133 | 2769.1599 | 666.8478 | 650.5303
2024-08-05 | 1037.1736 | 2229.3503 | 2954.3257 | 6456.1212 | 2199.8916 | 4582.3721 | 2797.581 | 623.4989 | 654.1488
2024-08-05 01:00 | 1000.97 | 2185.688 | 2972.0861 | 6303.371 | 2122.2825 | 4502.2549 | 2814.8927 | 627.9584 | 615.5993
2024-08-05 02:00 | 985.9571 | 2152.382 | 2949.7831 | 6319.2545 | 2052.9477 | 4563.7641 | 2773.6804 | 626.0563 | 604.6501
2024-08-05 03:00 | 988.7208 | 2141.9747 | 2896.1879 | 6527.0905 | 2097.1501 | 4604.6127 | 2757.7328 | 632.734 | 600.4388
2024-08-05 04:00 | 1067.9012 | 2236.4547 | 2934.3552 | 7090.9336 | 2240.4422 | 4801.3004 | 2694.0404 | 651.6901 | 599.8287
2024-08-05 05:00 | 1310.9513 | 2386.6096 | 3047.1247 | 7993.474 | 2571.2837 | 5335.8857 | 2715.0512 | 774.9748 | 665.7357
2024-08-05 06:00 | 1593.0318 | 2442.1525 | 2821.947 | 8849.2186 | 2776.2569 | 5559.8872 | 2685.7991 | 888.0519 | 732.8494
2024-08-05 07:00 | 1614.1449 | 2379.326 | 2815.5019 | 9219.8197 | 2975.0971 | 5605.9135 | 2757.3562 | 888.9274 | 738.8029
2024-08-05 08:00 | 1707.7863 | 2451.0995 | 3184.9008 | 9620.0167 | 3170.4264 | 5763.1489 | 2904.5107 | 906.2128 | 789.8898
2024-08-05 09:00 | 1761.0936 | 2540.9253 | 3331.9864 | 9592.5478 | 3283.5651 | 5829.9194 | 3031.2847 | 885.7668 | 829.5758
2024-08-05 10:00 | 1755.7383 | 2562.7173 | 3350.0892 | 9509.3184 | 3281.2813 | 5841.2808 | 3124.1419 | 865.7309 | 845.7944
2024-08-05 11:00 | 1737.5273 | 2536.0879 | 3323.9689 | 9234.1832 | 3199.5863 | 5848.3673 | 3105.8316 | 835.9521 | 764.3586
2024-08-05 12:00 | 1727.4357 | 2536.6581 | 3292.9787 | 8950.9231 | 3179.8477 | 5802.1969 | 3091.7319 | 795.2724 | 721.9014
2024-08-05 13:00 | 1658.7219 | 2447.0995 | 3326.8686 | 8856.8419 | 3066.5491 | 5821.3876 | 3068.6767 | 778.3706 | 754.3989
2024-08-05 14:00 | 1672.1655 | 2513.0886 | 3236.6003 | 8623.9401 | 2971.9261 | 5805.158 | 2979.652 | 794.695 | 722.3825
2024-08-05 15:00 | 1753.7397 | 2547.2049 | 3244.8087 | 8719.3815 | 2962.5965 | 5857.5616 | 3031.1514 | 833.6924 | 774.0844
2024-08-05 16:00 | 1794.9992 | 2585.9811 | 3276.5296 | 8925.2494 | 2950.7886 | 5868.7355 | 2942.9073 | 861.9648 | 729.6306
2024-08-05 17:00 | 1844.4164 | 2594.3605 | 2971.2596 | 8905.7115 | 2946.9717 | 5818.6908 | 2706.3948 | 872.7747 | 767.9106
2024-08-05 18:00 | 1923.3577 | 2818.5542 | 3142.3313 | 9418.2111 | 3080.194 | 5933.404 | 2747.5534 | 965.3043 | 844.3591
2024-08-05 19:00 | 1728.6638 | 2848.547 | 3509.5022 | 9772.8775 | 3207.2478 | 5926.7161 | 2913.3961 | 987.7106 | 886.6201
2024-08-05 20:00 | 1526.6842 | 2630.6165 | 3460.176 | 9281.4598 | 3172.2125 | 5676.5176 | 2884.9126 | 914.8121 | 827.1147
2024-08-05 21:00 | 1333.1359 | 2432.7326 | 3313.8631 | 8527.6332 | 2877.9635 | 5300.7205 | 2883.0437 | 846.9134 | 731.8637
2024-08-05 22:00 | 1058.5074 | 2315.1461 | 3130.7508 | 7656.3633 | 2561.6833 | 4971.6911 | 2833.338 | 791.7315 | 655.5895
2024-08-05 23:00 | 1058.3245 | 2274.6248 | 3019.556 | 6946.9734 | 2352.1162 | 4756.4788 | 2810.4956 | 746.2191 | 639.6878
2024-08-06 | 1103.1551 | 2231.2699 | 2942.0742 | 6566.0727 | 2243.1749 | 4729.506 | 2767.6287 | 712.8813 | 608.942
2024-08-06 01:00 | 1067.6537 | 2232.7701 | 2956.3722 | 6449.8333 | 2124.1589 | 4668.0131 | 2821.9984 | 704.807 | 630.1016
2024-08-06 02:00 | 1078.3038 | 2218.687 | 2897.8437 | 6353.6581 | 2061.504 | 4590.8036 | 2777.076 | 712.2344 | 593.3795
2024-08-06 03:00 | 1150.3088 | 2211.2261 | 2846.467 | 6409.3611 | 2104.8279 | 4627.2156 | 2789.9901 | 710.1395 | 611.9479
2024-08-06 04:00 | 1129.9734 | 2272.2449 | 2922.8505 | 6777.1827 | 2175.3296 | 4788.5472 | 2839.9 | 722.4854 | 654.0728
2024-08-06 05:00 | 1199.6666 | 2395.1567 | 3091.159 | 7462.739 | 2421.0632 | 5077.2208 | 2940.4753 | 778.5319 | 713.6938
2024-08-06 06:00 | 1345.4702 | 2460.4715 | 3126.7291 | 7981.1856 | 2566.7406 | 5400.9022 | 2969.9734 | 815.1774 | 708.9221
2024-08-06 07:00 | 1505.931 | 2385.9129 | 3012.4164 | 8349.7759 | 2648.0886 | 5513.9998 | 2875.5837 | 867.4302 | 732.9929
2024-08-06 08:00 | 1637.5441 | 2502.8289 | 3159.6957 | 8998.699 | 2897.5882 | 5738.782 | 2961.7713 | 916.6858 | 759.5157
2024-08-06 09:00 | 1634.2074 | 2578.5954 | 3261.9466 | 9234.3918 | 3110.5517 | 5880.5713 | 3043.9087 | 925.0412 | 777.4683
2024-08-06 10:00 | 1597.001 | 2544.3358 | 3262.016 | 8922.6979 | 3075.9749 | 5749.1125 | 2994.4811 | 886.8154 | 796.7722
2024-08-06 11:00 | 1568.7355 | 2571.396 | 3245.9255 | 8656.4373 | 3021.1491 | 5773.764 | 2984.4064 | 854.1031 | 782.2027
2024-08-06 12:00 | 1467.0336 | 2514.0185 | 3189.7325 | 8603.1943 | 2879.4088 | 5654.875 | 2939.0251 | 817.6713 | 764.293
2024-08-06 13:00 | 1435.0001 | 2494.4249 | 3142.0001 | 8452.1935 | 2824.2575 | 5504.8047 | 2909.5659 | 802.3581 | 750.904
2024-08-06 14:00 | 1383.9049 | 2506.1363 | 3103.7862 | 8280.13 | 2725.326 | 5487.1839 | 2822.6324 | 797.6487 | 743.9437
2024-08-06 15:00 | 1400.3783 | 2523.6139 | 3174.5506 | 8317.253 | 2741.2401 | 5577.0443 | 2866.7847 | 810.7782 | 700.4752
2024-08-06 16:00 | 1430.4515 | 2561.2175 | 3175.4347 | 8370.1602 | 2751.5279 | 5703.0451 | 2846.9368 | 825.9068 | 688.6907
2024-08-06 17:00 | 1566.2737 | 2645.6095 | 3310.7286 | 8531.8477 | 2864.8222 | 5866.003 | 2754.817 | 864.2495 | 758.1313
2024-08-06 18:00 | 1693.9145 | 2887.7612 | 3421.8081 | 9259.6738 | 3139.6376 | 6046.1838 | 2832.1873 | 982.9163 | 825.988
2024-08-06 19:00 | 1577.0155 | 2868.4914 | 3425.4177 | 9414.8392 | 3230.2208 | 5851.6785 | 2881.8232 | 989.8703 | 861.2802
2024-08-06 20:00 | 1430.9047 | 2657.0179 | 3277.1808 | 8995.7012 | 3018.5784 | 5381.4561 | 2789.9959 | 909.0835 | 782.6828
2024-08-06 21:00 | 1245.6741 | 2398.3599 | 3115.4859 | 8227.3752 | 2812.0672 | 5002.1887 | 2762.0225 | 826.6682 | 663.1811
2024-08-06 22:00 | 1084.0437 | 2251.2291 | 2942.0371 | 7391.1733 | 2587.334 | 4706.9671 | 2693.5253 | 746.503 | 656.1388
2024-08-06 23:00 | 981.9939 | 2192.8152 | 2791.8113 | 6640.9653 | 2402.0643 | 4523.5701 | 2656.6919 | 714.7583 | 610.0183
2024-08-07 | 926.5759 | 2131.884 | 2741.2908 | 6236.4419 | 2318.7806 | 4405.7674 | 2639.2615 | 687.8816 | 625.1822
2024-08-07 01:00 | 927.1174 | 2127.4123 | 2684.4736 | 6123.5717 | 2263.746 | 4380.133 | 2621.9039 | 676.9803 | 561.576
2024-08-07 02:00 | 907.1949 | 2136.9673 | 2662.1006 | 6067.0281 | 2231.9247 | 4343.4127 | 2607.7571 | 674.0232 | 557.6674
2024-08-07 03:00 | 915.7968 | 2127.9477 | 2643.77 | 6149.1035 | 2242.1919 | 4413.4111 | 2563.4504 | 688.3743 | 566.8926
2024-08-07 04:00 | 972.2869 | 2236.366 | 2751.6949 | 6480.8985 | 2344.496 | 4646.8532 | 2691.5243 | 691.2966 | 582.1566
2024-08-07 05:00 | 1079.9041 | 2393.0497 | 2912.2669 | 7077.9495 | 2512.6938 | 5087.7338 | 2827.1182 | 743.9611 | 618.3275
2024-08-07 06:00 | 1202.6613 | 2408.6047 | 2869.76 | 7561.2847 | 2618.4448 | 5281.9837 | 2714.9651 | 760.5212 | 629.5284
2024-08-07 07:00 | 1348.2473 | 2307.7021 | 2843.6134 | 7817.5462 | 2685.4352 | 5303.5601 | 2551.9966 | 776.4269 | 668.2632
2024-08-07 08:00 | 1444.8341 | 2390.2148 | 2951.5436 | 8443.6962 | 2856.439 | 5533.1017 | 2567.9038 | 825.4996 | 656.9313
2024-08-07 09:00 | 1435.9611 | 2461.9049 | 2989.7091 | 8691.1485 | 3038.9798 | 5684.1218 | 2638.7774 | 834.6721 | 659.2968
2024-08-07 10:00 | 1355.9841 | 2452.5065 | 3075.4527 | 8500.2719 | 3090.0205 | 5528.5478 | 2628.1803 | 807.913 | 723.8043
2024-08-07 11:00 | 1352.4973 | 2412.8756 | 3031.2989 | 8300.8726 | 3049.6354 | 5385.6413 | 2631.8391 | 786.9871 | 750.869
2024-08-07 12:00 | 1328.4297 | 2380.8868 | 2985.2309 | 8034.5217 | 2941.8373 | 5143.9516 | 2623.7524 | 757.5852 | 707.7664
2024-08-07 13:00 | 1316.6379 | 2364.0856 | 2994.3619 | 7846.9138 | 2843.7376 | 5150.3341 | 2610.0564 | 735.7484 | 707.5598
2024-08-07 14:00 | 1290.1358 | 2340.9 | 2954.2751 | 7638.117 | 2645.3194 | 5272.4346 | 2584.8393 | 718.5566 | 684.6299
2024-08-07 15:00 | 1334.2186 | 2402.0223 | 2969.9321 | 7851.6626 | 2629.7157 | 5436.1084 | 2631.6061 | 728.4011 | 676.7752
2024-08-07 16:00 | 1397.8751 | 2444.1969 | 2957.703 | 8189.0138 | 2672.3783 | 5597.3398 | 2691.4052 | 774.1773 | 596.6131
2024-08-07 17:00 | 1482.6123 | 2548.8588 | 2997.3142 | 8430.712 | 2737.3162 | 5694.0393 | 2636.0562 | 831.0083 | 669.3191
2024-08-07 18:00 | 1648.9841 | 2811.4237 | 3127.9325 | 9229.7136 | 3071.7616 | 5769.1264 | 2778.1281 | 951.9243 | 782.2206
2024-08-07 19:00 | 1593.1871 | 2788.757 | 3201.4445 | 9398.6189 | 3175.457 | 5653.1347 | 2852.5024 | 977.5048 | 803.671
2024-08-07 20:00 | 1497.5318 | 2608.2989 | 3116.9878 | 8987.9053 | 3040.5104 | 5314.6552 | 2873.6864 | 910.5149 | 761.2519
2024-08-07 21:00 | 1293.7822 | 2405.1925 | 3043.1098 | 8122.1382 | 2731.6806 | 4948.3754 | 2867.6409 | 826.91 | 691.1005
2024-08-07 22:00 | 1105.1398 | 2266.0357 | 2938.5575 | 7076.3737 | 2375.6328 | 4552.9616 | 2839.0454 | 734.1653 | 621.5291
2024-08-07 23:00 | 993.2222 | 2199.9418 | 2858.8005 | 6381.5274 | 2136.2168 | 4384.7031 | 2766.2328 | 687.4868 | 594.0763
2024-08-08 | 946.8043 | 2174.868 | 2767.7471 | 6074.4891 | 1983.3134 | 4293.1247 | 2789.7689 | 675.7732 | 583.2359
2024-08-08 01:00 | 949.965 | 2196.9445 | 2794.0915 | 5958.4044 | 1922.9689 | 4261.4627 | 2848.5547 | 676.3765 | 572.933
2024-08-08 02:00 | 936.9352 | 2191.8927 | 2747.7833 | 6000.6579 | 1903.8098 | 4191.7125 | 2784.4589 | 671.0229 | 553.1845
2024-08-08 03:00 | 937.923 | 2168.1502 | 2727.7553 | 6295.997 | 1955.4436 | 4256.2568 | 2737.8138 | 674.7418 | 559.0485
2024-08-08 04:00 | 1026.2883 | 2301.6848 | 2816.7317 | 6847.0752 | 2075.9537 | 4619.7871 | 2759.2682 | 696.2167 | 550.0454
2024-08-08 05:00 | 1279.9341 | 2489.4493 | 2972.7147 | 7817.2728 | 2376.9372 | 5138.7714 | 2769.4432 | 812.8407 | 607.0416
2024-08-08 06:00 | 1566.4337 | 2469.6395 | 2691.2665 | 8583.8853 | 2751.1991 | 5522.9002 | 2749.8074 | 906.2863 | 689.1814
2024-08-08 07:00 | 1551.4978 | 2408.1173 | 2737.3107 | 8924.269 | 2959.2316 | 5517.4584 | 2795.0769 | 904.9563 | 696.5535
2024-08-08 08:00 | 1606.4585 | 2509.8838 | 3050.7 | 9403.7433 | 3161.8497 | 5777.8012 | 2902.0259 | 935.5689 | 631.2407
2024-08-08 09:00 | 1615.5054 | 2549.9916 | 3288.2514 | 9495.5808 | 3250.6539 | 5793.8064 | 2985.2982 | 923.8119 | 745.2203
2024-08-08 10:00 | 1602.671 | 2585.0374 | 3313.6259 | 9330.4035 | 3211.4773 | 5759.9372 | 2988.1062 | 910.3704 | 744.8606
2024-08-08 11:00 | 1576.0434 | 2521.4586 | 3323.2698 | 9039.172 | 3157.6158 | 5701.66 | 2978.7439 | 893.7581 | 726.6448
2024-08-08 12:00 | 1561.3054 | 2503.2769 | 3253.5074 | 8707.2479 | 3136.9635 | 5667.4718 | 2982.507 | 856.8583 | 700.014
2024-08-08 13:00 | 1523.6281 | 2485.6346 | 3235.6335 | 8603.3815 | 3102.9748 | 5598.452 | 3012.5255 | 834.8174 | 686.1857
2024-08-08 14:00 | 1513.226 | 2493.8388 | 3263.1958 | 8493.5548 | 3101.145 | 5517.0906 | 2975.0174 | 823.9562 | 690.3551
2024-08-08 15:00 | 1572.2273 | 2537.7298 | 3288.1406 | 8651.4354 | 3129.8573 | 5734.7979 | 2956.0286 | 831.9447 | 715.8035
2024-08-08 16:00 | 1654.497 | 2623.7549 | 3295.6538 | 8987.4319 | 3117.5068 | 5943.1938 | 2899.2063 | 857.0573 | 668.0722
2024-08-08 17:00 | 1729.0677 | 2652.7394 | 2972.0651 | 8885.4454 | 3167.668 | 5945.9531 | 2710.3063 | 867.7442 | 679.7788
2024-08-08 18:00 | 1879.3164 | 2875.5927 | 3101.9351 | 9553.3868 | 3329.6783 | 5961.1499 | 2761.8909 | 996.4113 | 798.5969
2024-08-08 19:00 | 1877.1011 | 2896.0489 | 3295.4111 | 10033.2936 | 3379.5534 | 5962.5628 | 2946.4951 | 1034.6506 | 834.5707
2024-08-08 20:00 | 1679.3463 | 2711.3732 | 3300.7835 | 9656.0212 | 3106.4552 | 5701.9327 | 3034.7714 | 974.3814 | 739.6845
2024-08-08 21:00 | 1444.5386 | 2512.9677 | 3178.9122 | 8710.9191 | 2829.6984 | 5205.5252 | 3037.0922 | 868.157 | 666.7998
2024-08-08 22:00 | 1214.1194 | 2368.6375 | 3060.7232 | 7560.1219 | 2504.4961 | 4745.3172 | 2922.5312 | 784.9856 | 600.4202
2024-08-08 23:00 | 1107.4243 | 2256.0485 | 2916.3455 | 6700.1538 | 2240.8422 | 4495.3812 | 2858.3622 | 724.6037 | 562.3573
2024-08-09 | 1045.4902 | 2236.5964 | 2860.9974 | 6378.7656 | 2080.1067 | 4432.9865 | 2899.8968 | 701.4172 | 549.1538
2024-08-09 01:00 | 995.7703 | 2213.2559 | 2812.6998 | 6284.6122 | 2128.5928 | 4382.4531 | 2874.5792 | 693.8567 | 534.1167
2024-08-09 02:00 | 965.2684 | 2196.6007 | 2745.5495 | 6313.7693 | 2112.554 | 4397.1512 | 2862.8109 | 691.4323 | 534.6568
2024-08-09 03:00 | 950.0822 | 2199.8332 | 2768.288 | 6494.0451 | 2138.2532 | 4457.2979 | 2791.4281 | 687.0672 | 531.5317
2024-08-09 04:00 | 1049.3015 | 2305.8219 | 2777.16 | 7052.9852 | 2237.3452 | 4756.9268 | 2760.4836 | 714.547 | 522.7027
2024-08-09 05:00 | 1308.3391 | 2499.3785 | 2937.5341 | 8016.8105 | 2544.316 | 5246.929 | 2804.3935 | 845.1907 | 572.3331
2024-08-09 06:00 | 1595.5159 | 2501.8566 | 2678.6957 | 8671.6162 | 2913.8954 | 5666.561 | 2769.1392 | 951.6121 | 662.1897
2024-08-09 07:00 | 1556.2778 | 2357.2326 | 2692.1903 | 9035.0629 | 3049.5909 | 5761.2767 | 2787.3925 | 954.1949 | 686.9417
2024-08-09 08:00 | 1593.2895 | 2404.7338 | 3018.8923 | 9399.9083 | 3162.6464 | 5979.2574 | 2900.9673 | 969.0422 | 686.1387
2024-08-09 09:00 | 1644.1941 | 2413.9609 | 3186.2906 | 9478.0357 | 3220.1528 | 6049.044 | 3035.6024 | 957.3376 | 767.2223
2024-08-09 10:00 | 1621.1003 | 2421.2634 | 3219.8707 | 9264.0614 | 3160.6768 | 5771.1227 | 3035.8746 | 930.7184 | 725.6801
2024-08-09 11:00 | 1575.3562 | 2510.4435 | 3262.3423 | 9007.1964 | 3136.3117 | 5720.6789 | 2976.8488 | 908.6216 | 725.4787
2024-08-09 12:00 | 1483.8844 | 2539.5083 | 3191.4901 | 8814.5607 | 3131.0905 | 5684.7257 | 2981.078 | 901.0496 | 698.2621
2024-08-09 13:00 | 1377.523 | 2514.7383 | 3227.4575 | 8581.8387 | 3126.9316 | 5762.3348 | 2955.8805 | 887.7164 | 695.6394
2024-08-09 14:00 | 1315.976 | 2425.3422 | 3136.8786 | 8412.0539 | 3121.2894 | 5772.3684 | 2896.5632 | 863.044 | 725.1792
2024-08-09 15:00 | 1367.1406 | 2495.2719 | 3250.904 | 8898.3445 | 3193.2886 | 6022.4983 | 2856.2871 | 886.7414 | 715.8711
2024-08-09 16:00 | 1382.5417 | 2582.0754 | 3265.6912 | 9091.4899 | 3264.5136 | 6073.6633 | 2837.1915 | 890.3052 | 896.8506
2024-08-09 17:00 | 1460.4497 | 2635.3978 | 3082.1506 | 8936.1425 | 3196.4946 | 6091.205 | 2706.7114 | 902.3756 | 940.4929
2024-08-09 18:00 | 1639.9172 | 2836.8096 | 3220.7554 | 9544.4896 | 3325.3666 | 6101.8836 | 2781.3737 | 1013.1396 | 1034.9487
2024-08-09 19:00 | 1603.7481 | 2840.421 | 3512.5378 | 9873.6351 | 3444.7643 | 6074.0398 | 2929.3078 | 1042.8354 | 1071.0921
2024-08-09 20:00 | 1477.7065 | 2638.7401 | 3465.5465 | 9430.1081 | 3206.5779 | 5736.1198 | 2950.519 | 954.5969 | 1026.1006
2024-08-09 21:00 | 1286.5157 | 2450.683 | 3280.057 | 8487.7953 | 2885.1153 | 5238.4426 | 2960.0148 | 858.6294 | 945.2344
2024-08-09 22:00 | 1042.1784 | 2267.2901 | 3094.162 | 7379.4737 | 2556.977 | 4825.4204 | 2856.8731 | 783.5521 | 884.5101
2024-08-09 23:00 | 962.8869 | 2159.8255 | 2949.1879 | 6511.5767 | 2319.0542 | 4564.052 | 2752.5614 | 708.6647 | 856.6703
2024-08-10 | 932.9581 | 2079.12 | 2959.185 | 6108.1151 | 2187.8924 | 4496.1398 | 2753.4828 | 683.7245 | 839.4877
2024-08-10 01:00 | 930.3903 | 2082.7172 | 2937.0015 | 6021.9098 | 2188.669 | 4497.9276 | 2741.7232 | 676.3786 | 848.7319
2024-08-10 02:00 | 922.3043 | 2087.6903 | 2909.878 | 6003.344 | 2248.1822 | 4472.2243 | 2735.7079 | 681.846 | 866.9907
2024-08-10 03:00 | 960.8425 | 2062.2873 | 2921.6459 | 6023.8661 | 2217.0114 | 4522.2178 | 2756.3059 | 693.5863 | 859.465
2024-08-10 04:00 | 1026.9759 | 2179.8488 | 3096.6901 | 6343.878 | 2355.9302 | 4743.9825 | 2816.2083 | 721.6064 | 905.7302
2024-08-10 05:00 | 1074.3229 | 2420.3128 | 3378.676 | 7105.186 | 2644.0216 | 5288.4508 | 3004.9426 | 821.1063 | 938.9758
2024-08-10 06:00 | 1189.219 | 2533.9645 | 3471.8228 | 7597.9177 | 2822.588 | 5623.3634 | 3049.9466 | 881.3614 | 956.2209
2024-08-10 07:00 | 1294.729 | 2500.3199 | 3415.5753 | 8003.978 | 2840.2379 | 5740.3108 | 2963.8703 | 898.9918 | 1030.0185
2024-08-10 08:00 | 1447.4238 | 2530.4815 | 3474.1891 | 8706.3518 | 3016.3559 | 5968.7309 | 3016.8773 | 933.032 | 883.1373
2024-08-10 09:00 | 1515.35 | 2609.7077 | 3658.5616 | 9041.0645 | 3108.441 | 6014.5711 | 3018.4347 | 942.2138 | 799.2942
2024-08-10 10:00 | 1533.6414 | 2605.1352 | 3672.2059 | 8933.169 | 3097.2754 | 5937.2069 | 3021.8294 | 932.6014 | 743.3183
2024-08-10 11:00 | 1583.6961 | 2568.6873 | 3599.3783 | 8737.7118 | 3011.99 | 5864.243 | 3066.6309 | 907.2524 | 755.5805
2024-08-10 12:00 | 1490.7966 | 2555.4414 | 3569.8565 | 8340.6533 | 2947.8086 | 5713.2959 | 3064.4178 | 865.3646 | 766.0937
2024-08-10 13:00 | 1434.088 | 2553.4021 | 3539.6789 | 8248.5577 | 2931.4749 | 5701.1802 | 3090.8836 | 849.715 | 766.8168
2024-08-10 14:00 | 1394.1927 | 2544.7145 | 3476.1408 | 8113.5702 | 2902.6535 | 5730.6529 | 3030.2556 | 818.5675 | 778.9291
2024-08-10 15:00 | 1407.6534 | 2640.3871 | 3571.115 | 8385.6562 | 2980.5378 | 5932.0512 | 3052.2884 | 848.4383 | 861.6755
2024-08-10 16:00 | 1453.4002 | 2746.0137 | 3652.889 | 8675.5923 | 3047.2124 | 6030.6748 | 3034.1947 | 878.5034 | 910.3926
2024-08-10 17:00 | 1428.8532 | 2773.4057 | 3563.0375 | 8722.4743 | 3097.9472 | 5901.6632 | 2824.8241 | 884.7621 | 987.2541
2024-08-10 18:00 | 1541.4204 | 2998.3261 | 3621.0163 | 9374.5635 | 3322.0857 | 6044.7179 | 2897.3565 | 991.0756 | 1114.6306
2024-08-10 19:00 | 1347.7899 | 3018.182 | 3687.4807 | 9689.701 | 3500.9436 | 6024.9831 | 3058.8797 | 1027.9982 | 1157.0193
2024-08-10 20:00 | 1147.8854 | 2842.3235 | 3616.9648 | 9261.8164 | 3275.6655 | 5713.0221 | 3097.9183 | 959.7817 | 1085.5779
2024-08-10 21:00 | 943.5183 | 2625.6211 | 3538.8482 | 8336.6299 | 2913.2399 | 5315.7298 | 3106.399 | 864.6719 | 1030.7935
2024-08-10 22:00 | 748.2811 | 2452.4024 | 3307.5891 | 7214.0348 | 2571.3063 | 4854.4668 | 3033.8378 | 802.5045 | 1053.1063
2024-08-10 23:00 | 658.4324 | 2365.8224 | 3236.308 | 6432.4743 | 2285.2292 | 4586.7562 | 2966.1363 | 749.4592 | 974.0014
2024-08-11 | 646.8873 | 2313.4071 | 3103.8551 | 6068.3742 | 2144.3848 | 4532.7928 | 2953.0217 | 716.5136 | 977.2192
2024-08-11 01:00 | 608.3019 | 2293.6305 | 3089.5748 | 5978.1827 | 2094.7998 | 4527.9093 | 2941.1238 | 704.2992 | 968.7278
2024-08-11 02:00 | 619.609 | 2261.4587 | 3030.3337 | 5972.027 | 1972.2481 | 4539.399 | 2916.7017 | 706.9961 | 986.1233
2024-08-11 03:00 | 671.484 | 2246.2529 | 2973.1541 | 6180.8695 | 1969.0501 | 4578.4467 | 2822.2724 | 705.6522 | 938.5898
2024-08-11 04:00 | 834.5548 | 2340.7194 | 3033.0957 | 6749.5906 | 2065.2113 | 4753.4001 | 2782.164 | 717.2321 | 951.45
2024-08-11 05:00 | 1173.9779 | 2503.5162 | 3141.0624 | 7669.5054 | 2336.1417 | 5272.7749 | 2838.3889 | 813.5136 | 921.9669
2024-08-11 06:00 | 1522.8242 | 2473.5659 | 2952.3627 | 8386.2623 | 2718.5549 | 5632.6849 | 2790.5138 | 889.138 | 943.5763
2024-08-11 07:00 | 1523.3299 | 2391.0452 | 2961.2452 | 8819.1475 | 2996.5193 | 5641.4441 | 2847.4622 | 884.4242 | 962.6935
2024-08-11 08:00 | 1616.2941 | 2479.1663 | 3289.4226 | 9307.4886 | 3219.605 | 5854.5358 | 3025.0795 | 905.0376 | 837.3039
2024-08-11 09:00 | 1719.633 | 2522.5971 | 3443.7067 | 9472.3576 | 3290.5417 | 5898.5346 | 3134.3425 | 918.2617 | 760.8826
2024-08-11 10:00 | 1731.5282 | 2490.0698 | 3472.5821 | 9419.173 | 3361.9971 | 5900.2752 | 3184.9311 | 922.4239 | 743.1694
2024-08-11 11:00 | 1659.2908 | 2465.8469 | 3448.8644 | 9202.7972 | 3364.2928 | 5994.1608 | 3133.267 | 899.6366 | 718.3347
2024-08-11 12:00 | 1598.2855 | 2487.9443 | 3432.3233 | 8820.8576 | 3226.6145 | 5947.7933 | 3145.5913 | 866.2984 | 703.2262
2024-08-11 13:00 | 1571.8374 | 2471.1719 | 3354.4673 | 8722.7502 | 3136.5083 | 5904.9934 | 3104.2224 | 850.7942 | 704.047
2024-08-11 14:00 | 1535.3674 | 2508.3362 | 3335.0767 | 8648.3121 | 3231.6693 | 5896.1232 | 3021.2746 | 833.6812 | 741.4464
2024-08-11 15:00 | 1570.6109 | 2584.4578 | 3380.9231 | 8873.2267 | 3336.7282 | 5980.906 | 3047.7076 | 848.9766 | 821.9757
2024-08-11 16:00 | 1609.0295 | 2697.1418 | 3418.828 | 9137.9091 | 3349.3993 | 6144.1672 | 3050.1346 | 866.7921 | 837.9977
2024-08-11 17:00 | 1631.9396 | 2710.6953 | 3169.9074 | 9107.5168 | 3287.5545 | 6090.5193 | 2896.5493 | 874.0683 | 988.6967
2024-08-11 18:00 | 1771.3081 | 2954.8463 | 3338.2176 | 9781.8831 | 3294.3956 | 6201.0245 | 2920.215 | 993.0526 | 1095.3669
2024-08-11 19:00 | 1662.6682 | 2955.2043 | 3492.8129 | 9895.3284 | 3325.7241 | 6032.778 | 3023.5736 | 999.3625 | 1117.9362
2024-08-11 20:00 | 1509.2633 | 2838.9801 | 3465.7454 | 9549.4675 | 3139.4042 | 5697.8963 | 3067.6393 | 940.1725 | 1058.3968
2024-08-11 21:00 | 1306.9482 | 2626.7727 | 3242.4619 | 8642.0918 | 2877.2621 | 5340.0471 | 3089.3271 | 866.6922 | 1022.1812
2024-08-11 22:00 | 1158.0315 | 2408.2226 | 3072.9866 | 7457.3051 | 2518.1353 | 4927.4145 | 2968.1277 | 795.5932 | 1007.7541
2024-08-11 23:00 | 1065.2091 | 2312.6971 | 2923.8679 | 6695.277 | 2274.5716 | 4643.838 | 2931.1607 | 736.5782 | 972.5908
2024-08-12 | 989.5598 | 2303.1858 | 2899.2301 | 6330.9447 | 2124.4337 | 4563.9 | 2863.5685 | 706.1251 | 968.9922
2024-08-12 01:00 | 919.9362 | 2278.6939 | 2899.3054 | 6237.2659 | 2036.9418 | 4529.9876 | 2915.3745 | 694.9035 | 984.393
2024-08-12 02:00 | 869.8649 | 2272.897 | 2876.863 | 6256.7033 | 1942.5605 | 4562.5466 | 2894.0901 | 692.3461 | 978.9526
2024-08-12 03:00 | 871.8388 | 2250.1211 | 2734.2853 | 6383.5988 | 1927.5851 | 4652.9982 | 2786.9228 | 690.638 | 969.725
2024-08-12 04:00 | 865.32 | 2389.713 | 2827.6735 | 6959.5298 | 2052.7358 | 4944.8198 | 2778.0069 | 731.4926 | 913.3739
2024-08-12 05:00 | 1039.4899 | 2570.4411 | 3010.9744 | 7950.6634 | 2338.4854 | 5324.6067 | 2825.5245 | 836.0468 | 908.241
2024-08-12 06:00 | 1331.1974 | 2569.2306 | 2859.2138 | 8647.8807 | 2699.4127 | 5668.0042 | 2811.0295 | 921.6493 | 985.0861
2024-08-12 07:00 | 1449.3924 | 2477.2076 | 2930.5447 | 9024.7103 | 2980.9347 | 5725.0603 | 2889.6752 | 926.9966 | 974.9144
2024-08-12 08:00 | 1595.105 | 2605.7484 | 3269.8736 | 9554.6533 | 3337.4116 | 5999.537 | 2972.8467 | 976.8616 | 894.5261
2024-08-12 09:00 | 1537.5126 | 2724.8563 | 3473.1249 | 9651.8817 | 3624.5503 | 6040.1397 | 3174.2921 | 972.3811 | 866.9679
2024-08-12 10:00 | 1406.3698 | 2758.07 | 3510.7091 | 9459.5919 | 3713.2543 | 6047.4492 | 3274.3035 | 956.9554 | 823.4001
2024-08-12 11:00 | 1300.7745 | 2697.0699 | 3427.0728 | 9155.1555 | 3697.8928 | 6036.3301 | 3247.3598 | 928.4673 | 821.8317
2024-08-12 12:00 | 1321.3412 | 2662.2694 | 3382.1385 | 8830.2948 | 3616.5846 | 6017.393 | 3266.9356 | 884.2551 | 769.3591
2024-08-12 13:00 | 1295.5486 | 2642.2137 | 3387.6032 | 8650.5614 | 3572.1086 | 5991.1923 | 3262.7259 | 869.0895 | 796.0246
2024-08-12 14:00 | 1322.5513 | 2648.2208 | 3372.1217 | 8518.8605 | 3441.94 | 6039.5101 | 3195.8662 | 857.0529 | 814.9967
2024-08-12 15:00 | 1328.21 | 2720.0913 | 3383.5101 | 8635.4344 | 3391.2059 | 6163.4356 | 3204.6962 | 870.7204 | 858.9968
2024-08-12 16:00 | 1348.9734 | 2797.4432 | 3387.3364 | 8756.1348 | 3320.6389 | 6121.8081 | 3134.4337 | 892.3784 | 933.3814
2024-08-12 17:00 | 1501.2515 | 2800.136 | 3138.4125 | 8639.0576 | 3292.9417 | 6028.2677 | 2948.5758 | 865.4195 | 999.8818
2024-08-12 18:00 | 1634.5234 | 2990.632 | 3305.1309 | 9196.4439 | 3366.1098 | 6068.1913 | 2958.2766 | 959.7724 | 1124.6983
2024-08-12 19:00 | 1547.1152 | 2997.4833 | 3524.6927 | 9467.1851 | 3449.9951 | 5911.7574 | 3030.8437 | 976.4633 | 1165.3666
2024-08-12 20:00 | 1465.9006 | 2759.1337 | 3472.715 | 9103.4232 | 3297.1619 | 5505.656 | 3076.4443 | 918.5345 | 1124.8838
2024-08-12 21:00 | 1249.4594 | 2554.565 | 3320.9709 | 8293.8059 | 3077.2461 | 5137.0618 | 3049.3949 | 838.517 | 1064.3171
2024-08-12 22:00 | 1079.6644 | 2386.3998 | 3118.8771 | 7305.3808 | 2758.0207 | 4805.3106 | 2922.5879 | 771.6636 | 1035.5383
2024-08-12 23:00 | 1003.1777 | 2309.8433 | 2992.4016 | 6603.9392 | 2432.462 | 4538.0574 | 2862.368 | 709.9402 | 995.02
2024-08-13 | 951.5949 | 2271.5525 | 2912.0832 | 6115.826 | 2293.3909 | 4457.5379 | 2847.9246 | 669.622 | 975.4881
2024-08-13 01:00 | 898.9859 | 2264.2423 | 2887.6011 | 5954.4663 | 2244.134 | 4372.9566 | 2833.8548 | 663.3392 | 977.0215
2024-08-13 02:00 | 922.8109 | 2255.8055 | 2890.5304 | 6029.6219 | 2149.958 | 4414.6106 | 2828.768 | 666.506 | 972.5722
2024-08-13 03:00 | 874.6942 | 2256.4879 | 2879.0584 | 6052.809 | 2234.6231 | 4455.829 | 2812.5881 | 668.0403 | 954.5997
2024-08-13 04:00 | 885.3852 | 2365.6688 | 2979.769 | 6519.0952 | 2338.636 | 4603.7151 | 2860.0597 | 685.8641 | 990.2602
2024-08-13 05:00 | 953.0249 | 2501.9599 | 3144.0537 | 7152.2212 | 2550.8219 | 5052.9181 | 2926.1585 | 739.8991 | 1042.0382
2024-08-13 06:00 | 1141.7463 | 2538.0186 | 3137.3109 | 7645.4318 | 2670.8428 | 5358.1205 | 2926.8236 | 783.6766 | 1070.3313
2024-08-13 07:00 | 1312.3497 | 2486.9172 | 3113.9398 | 7915.5301 | 2817.6889 | 5454.0868 | 2883.1946 | 823.4961 | 1014.6811
2024-08-13 08:00 | 1462.9569 | 2604.2291 | 3236.6118 | 8613.5232 | 3102.7398 | 5758.8488 | 3009.3439 | 871.5017 | 931.8635
2024-08-13 09:00 | 1452.3327 | 2666.1311 | 3323.955 | 8805.6866 | 3291.5695 | 5830.1687 | 3102.7431 | 873.5875 | 803.4346
2024-08-13 10:00 | 1348.7502 | 2657.0386 | 3270.1725 | 8569.2781 | 3278.842 | 5776.0589 | 3100.3885 | 837.7455 | 765.7223
2024-08-13 11:00 | 1253.9548 | 2703.9479 | 3358.7839 | 8329.4585 | 3297.8635 | 5870.7413 | 3125.109 | 822.9592 | 747.7217
2024-08-13 12:00 | 1148.2053 | 2643.0201 | 3323.6211 | 8102.5326 | 3169.194 | 5669.7668 | 3077.5915 | 794.2678 | 804.1788
2024-08-13 13:00 | 1109.771 | 2618.7773 | 3288.2708 | 8035.4869 | 3088.5005 | 5696.4601 | 3039.0465 | 778.4736 | 796.9685
2024-08-13 14:00 | 1073.6318 | 2591.8308 | 3260.8314 | 7828.4248 | 3002.5575 | 5676.1452 | 2963.9303 | 771.6992 | 794.5085
2024-08-13 15:00 | 1048.9262 | 2633.8137 | 3289.2167 | 7914.0558 | 3020.6747 | 5715.4629 | 2987.4258 | 796.4693 | 855.6068
2024-08-13 16:00 | 1186.37 | 2710.6638 | 3306.1073 | 8073.8612 | 3033.9815 | 5768.7792 | 2963.6797 | 822.9182 | 863.8733
2024-08-13 17:00 | 1405.0799 | 2808.1384 | 3310.9504 | 8230.9897 | 3108.2009 | 5867.3759 | 2885.1257 | 843.7115 | 1023.0106
2024-08-13 18:00 | 1577.1848 | 3081.5215 | 3461.0607 | 8946.2174 | 3293.9846 | 6086.3651 | 2989.4701 | 980.0227 | 1062.5928
2024-08-13 19:00 | 1531.5104 | 3052.0048 | 3560.0066 | 9164.4395 | 3312.4303 | 5889.8134 | 3061.6177 | 1004.8059 | 1092.0754
2024-08-13 20:00 | 1415.6917 | 2789.8845 | 3431.2344 | 8716.2452 | 3103.2339 | 5604.1699 | 2949.5961 | 924.4533 | 1031.135
2024-08-13 21:00 | 1260.397 | 2537.8022 | 3245.433 | 7997.8775 | 2776.2519 | 5181.9237 | 2878.6735 | 845.9709 | 983.5882
2024-08-13 22:00 | 1046.9835 | 2384.8222 | 3085.0767 | 7108.5422 | 2511.2465 | 4805.1712 | 2754.6353 | 756.775 | 1051.5973
2024-08-13 23:00 | 891.2233 | 2257.2373 | 2950.2284 | 6392.4324 | 2387.9306 | 4604.1627 | 2687.9429 | 727.0202 | 993.9953
2024-08-14 | 773.0696 | 2216.1369 | 2905.9025 | 6025.1069 | 2191.2528 | 4484.583 | 2667.8855 | 706.5284 | 1003.0668
2024-08-14 01:00 | 723.7751 | 2224.0753 | 2899.8725 | 5879.1062 | 2099.0401 | 4388.8413 | 2674.6062 | 693.5162 | 988.9474
2024-08-14 02:00 | 755.0358 | 2200.3453 | 2902.7292 | 5785.1259 | 2074.4844 | 4335.6428 | 2664.4974 | 690.8541 | 973.1644
2024-08-14 03:00 | 757.0451 | 2231.9687 | 2796.9018 | 5840.7921 | 2030.7496 | 4415.8736 | 2661.492 | 691.8261 | 990.8954
2024-08-14 04:00 | 833.8683 | 2322.5576 | 2915.084 | 6161.7488 | 2132.8935 | 4607.9216 | 2741.2884 | 704.9012 | 1000.1681
2024-08-14 05:00 | 882.9365 | 2404.0593 | 3096.5011 | 6714.1185 | 2327.7162 | 4972.2734 | 2851.5712 | 732.3752 | 1020.3363
2024-08-14 06:00 | 927.3092 | 2456.9599 | 3084.0737 | 7222.7696 | 2387.7567 | 5198.2891 | 2812.6673 | 745.2074 | 1037.2413
2024-08-14 07:00 | 1086.6001 | 2391.107 | 3009.263 | 7409.0304 | 2513.4675 | 5264.3721 | 2642.3326 | 762.4265 | 993.0307
2024-08-14 08:00 | 1320.6536 | 2491.4565 | 3124.7929 | 8018.7164 | 2767.52 | 5498.886 | 2742.7462 | 815.4641 | 836.4674
2024-08-14 09:00 | 1416.1142 | 2585.9703 | 3240.7415 | 8452.0504 | 3000.0866 | 5700.6801 | 2815.4187 | 843.0814 | 492.6347
2024-08-14 10:00 | 1332.4766 | 2573.9873 | 3224.0743 | 8283.7496 | 3102.4863 | 5673.3323 | 2802.0491 | 818.5203 | 437.1318
2024-08-14 11:00 | 1202.4835 | 2508.3104 | 3221.9483 | 8076.2748 | 3110.0757 | 5586.524 | 2768.7529 | 788.3106 | 421.3305
2024-08-14 12:00 | 1257.1491 | 2521.1331 | 2824.741 | 7925.4618 | 3106.1202 | 5548.5234 | 2831.8632 | 775.634 | 394.8335
2024-08-14 13:00 | 1252.5802 | 2518.1515 | 2847.5539 | 7795.2694 | 2936.0383 | 5606.5412 | 2818.5095 | 753.6716 | 380.5832
2024-08-14 14:00 | 1217.5817 | 2432.1762 | 2904.696 | 7652.0689 | 2722.97 | 5642.0852 | 2783.4733 | 735.1769 | 357.3791
2024-08-14 15:00 | 1304.402 | 2487.7306 | 2940.0181 | 7689.8081 | 2740.7116 | 5747.6819 | 2795.7722 | 733.047 | 391.6508
2024-08-14 16:00 | 1411.1203 | 2546.5158 | 3072.6429 | 7858.8369 | 2778.793 | 5730.8249 | 2795.0067 | 748.426 | 435.6084
2024-08-14 17:00 | 1539.67 | 2636.168 | 3093.4946 | 8104.6545 | 2917.6216 | 5745.3997 | 2796.2611 | 798.8653 | 671.9131
2024-08-14 18:00 | 1686.9606 | 2913.0876 | 3255.6162 | 8954.9756 | 3131.8245 | 5893.6775 | 2890.8309 | 939.5061 | 840.8168
2024-08-14 19:00 | 1648.3546 | 2926.5123 | 3320.8242 | 9225.1947 | 3321.5937 | 5771.0454 | 2995.5547 | 992.9479 | 903.4516
2024-08-14 20:00 | 1510.6549 | 2757.3618 | 3208.7098 | 8775.1052 | 3135.9709 | 5418.5227 | 3032.5813 | 920.4136 | 844.8749
2024-08-14 21:00 | 1339.9186 | 2525.1791 | 3057.9727 | 7927.6861 | 2772.5673 | 5068.2468 | 3078.3047 | 838.7274 | 798.0077
2024-08-14 22:00 | 1183.8898 | 2389.848 | 2786.3439 | 6950.3875 | 2395.7436 | 4665.7103 | 3014.5514 | 754.3316 | 779.0572
2024-08-14 23:00 | 1084.4244 | 2333.8329 | 2745.8376 | 6259.5766 | 2117.3113 | 4469.0105 | 2949.9242 | 718.9614 | 728.977
2024-08-15 | 1022.8464 | 2267.599 | 2707.7325 | 5909.5367 | 2035.5586 | 4416.8357 | 2944.6802 | 706.3766 | 714.9611
2024-08-15 01:00 | 997.1792 | 2257.3758 | 2726.3541 | 5797.4213 | 1995.5095 | 4375.2455 | 2940.7477 | 702.7233 | 740.3762
2024-08-15 02:00 | 967.042 | 2264.3314 | 2631.5811 | 5808.1177 | 1997.4202 | 4363.4548 | 2910.8687 | 685.4014 | 699.9579
2024-08-15 03:00 | 958.7675 | 2228.0686 | 2640.8435 | 6041.5277 | 2043.6624 | 4481.771 | 2871.5379 | 684.2255 | 690.0664
2024-08-15 04:00 | 1016.8249 | 2323.162 | 2697.1999 | 6640.1769 | 2176.4146 | 4710.9548 | 2832.7432 | 693.7519 | 691.008
2024-08-15 05:00 | 1221.0864 | 2494.1139 | 2860.7458 | 7613.6064 | 2497.5006 | 5187.4965 | 2820.6227 | 813.7938 | 721.3457
2024-08-15 06:00 | 1533.2898 | 2448.5074 | 2688.7885 | 8307.7237 | 2954.6775 | 5594.248 | 2827.6386 | 913.781 | 818.2549
2024-08-15 07:00 | 1470.3145 | 2361.7232 | 2702.5924 | 8700.2372 | 3246.4963 | 5680.4605 | 2873.7799 | 910.3467 | 739.2144
2024-08-15 08:00 | 1520.2135 | 2510.7184 | 3009.9639 | 9250.279 | 3452.238 | 6076.1301 | 3085.298 | 953.1314 | 508.2116
2024-08-15 09:00 | 1578.7239 | 2576.7761 | 3174.4135 | 9421.4443 | 3521.2096 | 6241.7536 | 3196.5493 | 966.4485 | 449.0946
2024-08-15 10:00 | 1618.8894 | 2594.6459 | 3270.2664 | 9342.3292 | 3509.9098 | 6015.6342 | 3249.0892 | 965.4663 | 432.0811
2024-08-15 11:00 | 1647.6876 | 2598.4552 | 3233.2611 | 9125.0547 | 3364.7277 | 6010.2666 | 3252.2314 | 929.183 | 389.0151
2024-08-15 12:00 | 1587.0744 | 2566.9276 | 3195.0066 | 8769.8829 | 3230.7253 | 6048.1513 | 3243.3462 | 885.9574 | 411.4754
2024-08-15 13:00 | 1517.3536 | 2467.6655 | 3192.2914 | 8621.8414 | 3155.8944 | 6025.3782 | 3138.6437 | 859.6124 | 438.2075
2024-08-15 14:00 | 1469.527 | 2443.8257 | 3167.2869 | 8552.8977 | 3204.3999 | 5976.1565 | 3035.1601 | 845.8473 | 443.4249
2024-08-15 15:00 | 1500.4271 | 2555.1189 | 3214.7134 | 8781.0481 | 3276.7406 | 6107.2001 | 2978.5448 | 858.3537 | 514.3286
2024-08-15 16:00 | 1553.4216 | 2649.3953 | 3191.5562 | 8955.623 | 3303.4267 | 6114.8854 | 3005.9293 | 879.071 | 608.1937
2024-08-15 17:00 | 1580.4062 | 2684.9252 | 2992.0725 | 8856.9028 | 3332.7596 | 6097.4458 | 2799.9265 | 885.0956 | 683.1452
2024-08-15 18:00 | 1750.6368 | 2879.8744 | 3126.1546 | 9433.2122 | 3435.8384 | 6209.2098 | 2880.9303 | 992.9568 | 865.0856
2024-08-15 19:00 | 1714.9596 | 2920.3049 | 3444.3164 | 9809.1988 | 3552.9197 | 6079.1225 | 3058.0609 | 1037.1944 | 881.0464
2024-08-15 20:00 | 1543.9607 | 2707.8603 | 3387.905 | 9393.7579 | 3448.1508 | 5775.6322 | 3067.1628 | 953.2668 | 851.0669
2024-08-15 21:00 | 1240.4606 | 2478.906 | 3286.8188 | 8520.1739 | 3150.012 | 5390.2108 | 3106.911 | 867.7421 | 776.3208
2024-08-15 22:00 | 955.6418 | 2285.5388 | 3103.4507 | 7379.3474 | 2825.9209 | 4943.7816 | 3010.7631 | 793.1338 | 751.397
2024-08-15 23:00 | 858.9485 | 2178.6219 | 2931.5514 | 6586.1078 | 2529.6788 | 4654.1759 | 2901.5791 | 728.2923 | 673.7048
2024-08-16 | 818.7984 | 2184.9676 | 2860.2245 | 6257.5086 | 2451.0361 | 4615.5199 | 2924.2359 | 701.3274 | 636.6306
2024-08-16 01:00 | 734.38 | 2197.6585 | 2893.0759 | 6146.2508 | 2359.0799 | 4513.5301 | 2940.7998 | 694.967 | 673.1629
2024-08-16 02:00 | 679.1996 | 2177.1798 | 2857.2202 | 6144.9429 | 2391.8692 | 4533.1158 | 2877.694 | 701.0118 | 681.1579
2024-08-16 03:00 | 745.7602 | 2140.5152 | 2805.1093 | 6409.5077 | 2374.1692 | 4555.0332 | 2829.0183 | 697.0439 | 672.1203
2024-08-16 04:00 | 886.918 | 2227.4186 | 2791.0136 | 6962.833 | 2505.1711 | 4865.3458 | 2769.0281 | 710.6881 | 602.1576
2024-08-16 05:00 | 1149.141 | 2426.2161 | 2884.887 | 7790.9582 | 2785.2388 | 5329.9032 | 2769.6602 | 824.9769 | 642.2976
2024-08-16 06:00 | 1389.0194 | 2380.8254 | 2826.3492 | 8461.7326 | 3030.2048 | 5694.894 | 2745.0668 | 937.586 | 723.1452
2024-08-16 07:00 | 1310.1287 | 2263.4667 | 2844.7641 | 8753.6626 | 3313.1243 | 5727.5465 | 2802.1827 | 932.479 | 669.863
2024-08-16 08:00 | 1383.7961 | 2344.6195 | 3104.7434 | 9093.1567 | 3471.2037 | 6024.5199 | 3016.652 | 948.2208 | 489.1086
2024-08-16 09:00 | 1547.9056 | 2414.0431 | 3211.1603 | 9188.2936 | 3586.459 | 6073.2946 | 3091.8507 | 931.4303 | 541.6695
2024-08-16 10:00 | 1627.7809 | 2352.1242 | 3171.2763 | 8936.7447 | 3583.9249 | 5949.6309 | 3037.4549 | 913.7156 | 711.3949
2024-08-16 11:00 | 1601.0465 | 2354.5707 | 3112.9107 | 8717.4476 | 3527.8767 | 5886.7665 | 3042.1435 | 889.5366 | 727.6103
2024-08-16 12:00 | 1625.1956 | 2332.8236 | 3189.8257 | 8443.5295 | 3415.9517 | 5788.7166 | 2998.7466 | 869.8013 | 707.1643
2024-08-16 13:00 | 1604.3328 | 2298.3825 | 3193.478 | 8324.087 | 3398.6332 | 5660.8759 | 2961.1966 | 859.5014 | 687.7579
2024-08-16 14:00 | 1566.5619 | 2264.2702 | 3108.9073 | 8194.4404 | 3363.8249 | 5682.8118 | 2892.9826 | 843.1145 | 701.3904
2024-08-16 15:00 | 1575.6555 | 2302.7549 | 3206.8932 | 8351.1268 | 3423.5035 | 5780.0262 | 2873.7231 | 844.5558 | 733.8352
2024-08-16 16:00 | 1611.8477 | 2370.989 | 3303.0179 | 8586.3736 | 3451.9703 | 5904.1481 | 2845.4459 | 874.146 | 773.5419
2024-08-16 17:00 | 1661.599 | 2415.2121 | 3205.7877 | 8664.5671 | 3408.1128 | 5971.6035 | 2692.9678 | 881.6417 | 747.3214
2024-08-16 18:00 | 1815.998 | 2645.6704 | 3326.5701 | 9191.1324 | 3523.0564 | 6024.6747 | 2751.0888 | 964.6181 | 793.373
2024-08-16 19:00 | 1728.2669 | 2732.0302 | 3559.2218 | 9486.488 | 3624.1461 | 5981.8878 | 2931.2928 | 996.188 | 794.1674
2024-08-16 20:00 | 1584.8319 | 2569.0118 | 3472.6624 | 9122.6414 | 3444.9309 | 5627.9355 | 2951.5472 | 936.2665 | 738.4188
2024-08-16 21:00 | 1438.542 | 2413.0787 | 3243.677 | 8326.9374 | 3133.3221 | 5203.6501 | 2968.3954 | 851.1955 | 667.5012
2024-08-16 22:00 | 1294.7995 | 2238.3123 | 3074.6481 | 7231.9407 | 2848.1409 | 4738.663 | 2922.003 | 782.5316 | 650.3758
2024-08-16 23:00 | 1117.4769 | 2177.5806 | 2950.4066 | 6492.7637 | 2538.8165 | 4562.5093 | 2836.3515 | 734.5153 | 605.2098
2024-08-17 | 1030.1434 | 2166.6201 | 2889.5749 | 6204.4097 | 2447.6619 | 4550.0892 | 2820.9294 | 706.2461 | 587.2014
2024-08-17 01:00 | 1015.5241 | 2154.1346 | 2925.0453 | 6139.6684 | 2292.6183 | 4521.8735 | 2812.3649 | 691.8656 | 581.6821
2024-08-17 02:00 | 949.1566 | 2134.64 | 2886.9519 | 6036.9756 | 2306.4412 | 4499.7342 | 2810.9705 | 686.5026 | 567.3687
2024-08-17 03:00 | 962.01 | 2101.8739 | 2819.4613 | 6279.9278 | 2280.7005 | 4526.19 | 2777.5452 | 689.1817 | 561.4894
2024-08-17 04:00 | 1063.2237 | 2230.7633 | 2890.3304 | 6859.4388 | 2404.4772 | 4775.9422 | 2761.5676 | 716.7808 | 569.5948
2024-08-17 05:00 | 1286.42 | 2448.5304 | 3041.8714 | 7639.7863 | 2683.8559 | 5277.3631 | 2770.9749 | 824.3379 | 615.1135
2024-08-17 06:00 | 1595.0228 | 2456.1125 | 2912.0608 | 8279.4645 | 3005.3861 | 5692.3743 | 2748.9719 | 935.5839 | 693.7982
2024-08-17 07:00 | 1571.7979 | 2372.6714 | 2913.9308 | 8663.9151 | 3307.0964 | 5705.9608 | 2800.9747 | 930.8878 | 685.1827
2024-08-17 08:00 | 1623.2227 | 2424.7501 | 3084.0384 | 9029.615 | 3551.2755 | 5929.1169 | 2950.2084 | 939.6089 | 706.6489
2024-08-17 09:00 | 1680.6008 | 2488.8847 | 3207.9574 | 9175.3958 | 3666.4418 | 6024.2384 | 3044.498 | 936.8105 | 744.4636
2024-08-17 10:00 | 1661.6649 | 2454.5302 | 3252.8066 | 9081.3734 | 3615.0307 | 6018.9439 | 3107.1813 | 935.5563 | 710.2872
2024-08-17 11:00 | 1625.504 | 2429.7226 | 3233.244 | 8767.0335 | 3576.5327 | 5938.7131 | 3075.6748 | 897.4757 | 671.4626
2024-08-17 12:00 | 1610.4292 | 2430.4836 | 3120.4496 | 8494.2988 | 3438.6308 | 5747.1395 | 2968.1318 | 855.2056 | 740.7099
2024-08-17 13:00 | 1616.5471 | 2429.7625 | 3152.6194 | 8397.9806 | 3430.3494 | 5768.0387 | 2927.269 | 843.4614 | 704.6627
2024-08-17 14:00 | 1659.2374 | 2342.0815 | 3053.7005 | 8388.7218 | 3311.5605 | 5893.2496 | 2871.6023 | 837.9599 | 729.8417
2024-08-17 15:00 | 1759.8626 | 2347.7383 | 3053.2328 | 8521.0842 | 3255.9517 | 5990.2844 | 2895.593 | 856.2753 | 769.885
2024-08-17 16:00 | 1871.7285 | 2403.4094 | 3090.3633 | 8710.6366 | 3261.6865 | 5952.926 | 2857.1741 | 887.2059 | 776.7032
2024-08-17 17:00 | 1838.5489 | 2371.5388 | 3011.6262 | 8699.306 | 3350.8539 | 5891.5892 | 2626.3865 | 894.8927 | 760.1273
2024-08-17 18:00 | 1947.4205 | 2663.8591 | 3169.8948 | 9310.5182 | 3502.4915 | 5961.4293 | 2712.7869 | 1007.3626 | 854.4477
2024-08-17 19:00 | 1871.9777 | 2774.2699 | 3433.1443 | 9620.6662 | 3674.6042 | 5966.8469 | 2905.3992 | 1045.2647 | 894.4123
2024-08-17 20:00 | 1680.5903 | 2593.3532 | 3397.9555 | 9270.0668 | 3509.4533 | 5657.878 | 2904.9552 | 969.7095 | 793.3249
2024-08-17 21:00 | 1449.2433 | 2401.9866 | 3278.2094 | 8371.1249 | 3153.0282 | 5195.152 | 2892.6138 | 884.4296 | 731.6985
2024-08-17 22:00 | 1229.0064 | 2267.9101 | 3129.2256 | 7348.3159 | 2806.1409 | 4811.4167 | 2848.0284 | 818.3345 | 687.8303
2024-08-17 23:00 | 1129.1575 | 2180.3092 | 2990.5437 | 6639.5446 | 2507.2513 | 4652.0154 | 2746.691 | 750.8057 | 650.1182
2024-08-18 | 1075.6159 | 2161.0377 | 2914.2011 | 6311.2818 | 2348.2865 | 4511.8071 | 2736.3704 | 710.2812 | 644.9958
2024-08-18 01:00 | 1066.9671 | 2151.6645 | 2880.828 | 6173.1531 | 2206.1444 | 4479.3002 | 2759.8746 | 711.1248 | 660.0964
2024-08-18 02:00 | 1104.2549 | 2153.4745 | 2797.8825 | 6238.2464 | 2158.8597 | 4475.5386 | 2779.0722 | 717.7816 | 637.3429
2024-08-18 03:00 | 1114.2216 | 2135.5577 | 2720.2529 | 6412.143 | 2243.6181 | 4579.645 | 2728.5221 | 719.9386 | 625.0789
2024-08-18 04:00 | 1247.4151 | 2269.5664 | 2785.5127 | 7121.2623 | 2279.1956 | 4852.8268 | 2745.2132 | 744.512 | 631.9772
2024-08-18 05:00 | 1475.5761 | 2448.3499 | 2917.7564 | 8133.1138 | 2583.2162 | 5248.2627 | 2753.5581 | 857.7505 | 708.3138
2024-08-18 06:00 | 1703.2139 | 2391.5441 | 2771.7206 | 8763.9021 | 2882.6432 | 5584.5082 | 2741.1394 | 946.9246 | 785.5455
2024-08-18 07:00 | 1660.1508 | 2301.9637 | 2751.9457 | 9196.4541 | 3126.5008 | 5703.1318 | 2812.9371 | 946.2689 | 813.5035
2024-08-18 08:00 | 1697.4915 | 2383.2306 | 2993.1382 | 9631.5269 | 3240.3822 | 5998.7605 | 2895.3348 | 989.0584 | 840.0591
2024-08-18 09:00 | 1759.2398 | 2367.9653 | 3046.8196 | 9765.9905 | 3278.7357 | 6080.5921 | 3041.6424 | 1003.0167 | 809.8681
2024-08-18 10:00 | 1755.3092 | 2342.6013 | 3097.2669 | 9574.4261 | 3290.452 | 6039.7439 | 3002.8874 | 991.7031 | 816.1362
2024-08-18 11:00 | 1741.5421 | 2327.2995 | 2982.8567 | 9305.2521 | 3196.1103 | 5984.0163 | 3034.8059 | 975.7915 | 780.5143
2024-08-18 12:00 | 1742.1152 | 2325.7052 | 2880.5575 | 9117.1895 | 3108.2883 | 5852.4819 | 3046.7044 | 947.5618 | 769.0489
2024-08-18 13:00 | 1779.8558 | 2279.0747 | 2867.3485 | 9077.7043 | 2964.48 | 5823.3842 | 2984.1712 | 935.624 | 764.1653
2024-08-18 14:00 | 1740.0373 | 2230.8238 | 2882.2493 | 9023.2175 | 2941.8566 | 5768.421 | 2898.3676 | 904.9421 | 770.9357
2024-08-18 15:00 | 1804.6988 | 2308.0144 | 3008.2555 | 9363.7798 | 2960.0963 | 5880.141 | 2897.6484 | 937.4713 | 760.9731
2024-08-18 16:00 | 1813.6262 | 2470.8408 | 2978.3254 | 9568.9545 | 3005.4253 | 5961.8495 | 2904.7936 | 962.4415 | 802.8173
2024-08-18 17:00 | 1780.2158 | 2517.0384 | 2884.6228 | 9534.808 | 2958.6821 | 5950.0987 | 2735.641 | 972.2399 | 827.344
2024-08-18 18:00 | 1783.9079 | 2814.2195 | 3082.28 | 10093.9989 | 3104.9402 | 6054.8451 | 2821.2581 | 1076.8894 | 829.1759
2024-08-18 19:00 | 1752.0894 | 2896.5409 | 3260.614 | 10472.9279 | 3278.8396 | 5913.1474 | 2976.6993 | 1106.6884 | 941.7003
2024-08-18 20:00 | 1622.5786 | 2721.1367 | 3233.2496 | 9936.2819 | 3170.319 | 5592.1025 | 2995.7386 | 1010.8796 | 882.3671
2024-08-18 21:00 | 1409.4115 | 2502.398 | 3115.1091 | 8958.5032 | 2900.6043 | 5134.2017 | 2951.5233 | 896.9908 | 777.9948
2024-08-18 22:00 | 1241.6358 | 2374.7186 | 2982.7314 | 7954.0422 | 2580.984 | 4803.1088 | 2924.5706 | 828.8399 | 721.4781
2024-08-18 23:00 | 1109.8264 | 2282.2923 | 2864.7121 | 7129.2638 | 2321.2612 | 4624.9469 | 2909.7758 | 776.7111 | 636.926
2024-08-19 | 1048.0274 | 2247.2387 | 2814.2331 | 6733.5879 | 2218.0313 | 4462.3962 | 2897.8017 | 744.5429 | 661.4637
2024-08-19 01:00 | 1015.5747 | 2253.2757 | 2789.0523 | 6578.9794 | 2110.885 | 4477.6578 | 2877.2102 | 743.111 | 690.4748
2024-08-19 02:00 | 1000.0935 | 2204.0509 | 2742.2384 | 6552.8594 | 2070.9271 | 4457.661 | 2816.9925 | 734.9413 | 656.635
2024-08-19 03:00 | 997.4976 | 2147.8019 | 2672.1228 | 6812.6718 | 2080.8487 | 4522.076 | 2756.723 | 748.7528 | 631.3857
2024-08-19 04:00 | 1086.6572 | 2221.3298 | 2745.1628 | 7455.7267 | 2276.1568 | 4780.6764 | 2744.3122 | 766.0741 | 610.799
2024-08-19 05:00 | 1258.7863 | 2423.5971 | 2944.6347 | 8411.075 | 2553.8923 | 5221.5627 | 2756.5435 | 876.9252 | 680.3037
2024-08-19 06:00 | 1510.0323 | 2388.1111 | 2779.4653 | 9102.9148 | 2865.8085 | 5580.4782 | 2699.8058 | 980.8083 | 741.1722
2024-08-19 07:00 | 1579.1904 | 2284.8367 | 2794.6811 | 9433.009 | 3044.3818 | 5729.8275 | 2710.1243 | 977.8243 | 756.187
2024-08-19 08:00 | 1686.4195 | 2345.5442 | 3031.3188 | 9908.4254 | 3218.2642 | 5979.7154 | 2849.0406 | 999.7253 | 773.9915
2024-08-19 09:00 | 1757.6082 | 2455.1559 | 3162.8904 | 10180.1332 | 3195.2448 | 6021.2074 | 2932.2409 | 990.3092 | 819.0859
2024-08-19 10:00 | 1740.1208 | 2489.2393 | 3155.4947 | 10036.6112 | 3136.5 | 6004.2503 | 2988.4082 | 984.4357 | 811.4794
2024-08-19 11:00 | 1711.1768 | 2505.4159 | 3148.7994 | 9806.5899 | 3009.6725 | 5909.0907 | 3023.1722 | 955.0191 | 808.3673
2024-08-19 12:00 | 1651.2366 | 2425.7064 | 3149.0894 | 9385.9066 | 3028.1959 | 5810.9375 | 2981.2842 | 891.6312 | 790.8032
2024-08-19 13:00 | 1596.5549 | 2443.4241 | 3200.5915 | 9181.2487 | 2945.3681 | 5796.4125 | 2982.0586 | 877.1575 | 798.1498
2024-08-19 14:00 | 1570.6799 | 2499.3536 | 3205.0433 | 9023.9572 | 2829.2269 | 5849.0282 | 2955.9961 | 871.2985 | 738.2475
2024-08-19 15:00 | 1566.5033 | 2513.3185 | 3243.9627 | 9103.7853 | 2832.9948 | 5936.2255 | 2978.3687 | 878.2777 | 773.0677
2024-08-19 16:00 | 1590.0121 | 2603.1796 | 3236.2418 | 9152.6712 | 2878.2601 | 5952.8542 | 2911.7893 | 884.3293 | 801.5498
2024-08-19 17:00 | 1620.4418 | 2575.2541 | 3051.9898 | 9086.2384 | 2899.7271 | 5931.7708 | 2710.9333 | 892.322 | 801.7786
2024-08-19 18:00 | 1734.5146 | 2771.8984 | 3102.2624 | 9590.0104 | 3024.096 | 5943.5983 | 2747.4978 | 987.8262 | 886.1548
2024-08-19 19:00 | 1723.327 | 2833.8049 | 3285.4091 | 10050.8054 | 3134.8188 | 5904.7911 | 2940.8457 | 1037.3534 | 922.0352
2024-08-19 20:00 | 1604.3983 | 2677.9592 | 3280.6615 | 9683.8223 | 2962.052 | 5615.0196 | 2999.1826 | 975.5787 | 864.6312
2024-08-19 21:00 | 1383.2086 | 2445.9548 | 3145.391 | 8902.1233 | 2706.5088 | 5241.427 | 2954.1119 | 898.1614 | 801.5767
2024-08-19 22:00 | 1206.9444 | 2344.8108 | 2994.1623 | 8003.8512 | 2477.2518 | 4878.8886 | 2884.2466 | 833.9988 | 765.5404
2024-08-19 23:00 | 1075.5509 | 2298.1051 | 2880.3796 | 7138.4816 | 2252.8652 | 4654.5098 | 2849.9022 | 767.8644 | 733.1934
2024-08-20 | 1009.9593 | 2304.5809 | 2837.7859 | 6761.5324 | 2054.7516 | 4509.2128 | 2857.0328 | 739.6078 | 688.6539
2024-08-20 01:00 | 972.0219 | 2318.7115 | 2848.1184 | 6582.2636 | 2017.7036 | 4542.5638 | 2873.7223 | 731.9081 | 694.1979
2024-08-20 02:00 | 946.5267 | 2274.1837 | 2782.4011 | 6436.6869 | 2020.9923 | 4473.7862 | 2851.5765 | 720.0998 | 663.8286
2024-08-20 03:00 | 954.6228 | 2272.7948 | 2785.0116 | 6572.0537 | 1996.6524 | 4477.0777 | 2834.3651 | 728.0091 | 649.7381
2024-08-20 04:00 | 995.2378 | 2355.7545 | 2872.6337 | 6928.1585 | 2106.0036 | 4644.7394 | 2865.7557 | 744.5883 | 679.4852
2024-08-20 05:00 | 1116.736 | 2519.7123 | 3036.2275 | 7637.4309 | 2298.6939 | 5097.948 | 2952.4837 | 804.9275 | 719.3624
2024-08-20 06:00 | 1260.7017 | 2553.274 | 3007.1155 | 8170.3658 | 2493.0883 | 5388.3095 | 2925.7086 | 833.0148 | 750.3482
2024-08-20 07:00 | 1386.3986 | 2478.8811 | 2945.4613 | 8558.1372 | 2565.4085 | 5484.888 | 2802.1476 | 876.377 | 754.1629
2024-08-20 08:00 | 1495.356 | 2505.8121 | 3072.7693 | 9244.6938 | 2779.7247 | 5810.2239 | 2849.7583 | 920.3602 | 743.1718
2024-08-20 09:00 | 1505.4193 | 2543.3975 | 3166.7823 | 9557.6705 | 2887.5927 | 5900.7718 | 2920.4533 | 944.8727 | 758.6018
2024-08-20 10:00 | 1493.1833 | 2590.6574 | 3218.4479 | 9440.0765 | 2828.8509 | 5719.2046 | 2905.4281 | 936.7891 | 720.9017
2024-08-20 11:00 | 1441.9373 | 2590.6469 | 3190.8295 | 9112.1955 | 2717.0505 | 5775.3557 | 2918.3634 | 900.2305 | 704.2865
2024-08-20 12:00 | 1396.6721 | 2577.2446 | 3125.1764 | 8900.5799 | 2675.0716 | 5652.3056 | 2894.9168 | 863.9499 | 677.5212
2024-08-20 13:00 | 1376.6603 | 2557.7448 | 3163.564 | 8757.4924 | 2564.6558 | 5590.0811 | 2849.7371 | 842.5189 | 668.7414
2024-08-20 14:00 | 1374.7202 | 2550.0169 | 3178.237 | 8628.7535 | 2540.5761 | 5590.3043 | 2812.8766 | 835.0559 | 675.4231
2024-08-20 15:00 | 1405.4254 | 2586.4744 | 3201.835 | 8664.5794 | 2566.5642 | 5706.871 | 2814.97 | 854.4899 | 692.8683
2024-08-20 16:00 | 1470.1119 | 2619.3159 | 3183.6298 | 8788.6089 | 2633.8084 | 5782.0197 | 2824.2413 | 856.5119 | 691.6472
2024-08-20 17:00 | 1585.6957 | 2695.0015 | 3260.2966 | 9013.0576 | 2661.1416 | 5875.9315 | 2766.8243 | 894.883 | 761.5359
2024-08-20 18:00 | 1754.9186 | 2922.6365 | 3370.269 | 9597.3878 | 2870.9126 | 6094.8671 | 2822.8299 | 1008.7455 | 872.7792
2024-08-20 19:00 | 1685.5039 | 2878.5052 | 3328.0737 | 9756.9761 | 2983.1022 | 5958.369 | 2914.2873 | 1009.1375 | 871.7961
2024-08-20 20:00 | 1524.7008 | 2680.801 | 3311.2366 | 9313.3148 | 2799.1632 | 5545.0117 | 2898.5452 | 945.0906 | 822.4372
2024-08-20 21:00 | 1307.559 | 2473.9432 | 3159.839 | 8574.2584 | 2624.0594 | 5062.6383 | 2870.1569 | 859.8687 | 779.3493
2024-08-20 22:00 | 1117.0301 | 2343.7807 | 3002.4975 | 7627.9085 | 2338.2228 | 4805.8973 | 2774.0096 | 783.5395 | 706.651
2024-08-20 23:00 | 974.3919 | 2226.8669 | 2859.3114 | 6849.2881 | 2212.7427 | 4562.2219 | 2685.9318 | 753.4098 | 681.8622
2024-08-21 | 922.3305 | 2197.1803 | 2775.2898 | 6473.0954 | 2182.9705 | 4462.2999 | 2708.4775 | 738.4366 | 672.1821
2024-08-21 01:00 | 910.0474 | 2181.9991 | 2756.3211 | 6276.2929 | 2080.4058 | 4469.4206 | 2710.4688 | 713.8109 | 654.3674
2024-08-21 02:00 | 899.2893 | 2198.6788 | 2726.1706 | 6263.4793 | 2061.5016 | 4417.419 | 2682.3536 | 717.4402 | 656.5531
2024-08-21 03:00 | 910.465 | 2174.9446 | 2753.7108 | 6290.4952 | 2063.5359 | 4464.342 | 2628.872 | 729.6545 | 618.3224
2024-08-21 04:00 | 1039.3821 | 2251.0696 | 2825.0994 | 6665.2326 | 2102.6977 | 4652.2206 | 2733.6267 | 726.1253 | 642.2412
2024-08-21 05:00 | 1171.5997 | 2379.6837 | 2921.2854 | 7304.6174 | 2291.4249 | 5036.3055 | 2833.864 | 765.3816 | 669.0631
2024-08-21 06:00 | 1285.5564 | 2426.4758 | 2862.6816 | 7667.7303 | 2419.3318 | 5312.072 | 2740.0772 | 784.3546 | 732.9995
2024-08-21 07:00 | 1415.4241 | 2324.7058 | 2849.6087 | 8044.6269 | 2476.5812 | 5310.5153 | 2608.9204 | 802.0701 | 748.3857
2024-08-21 08:00 | 1543.3152 | 2397.3431 | 2930.7639 | 8695.1977 | 2715.0394 | 5473.0813 | 2675.5499 | 848.5891 | 766.2003
2024-08-21 09:00 | 1549.0626 | 2490.9002 | 3024.6236 | 9147.5513 | 2863.3874 | 5539.1807 | 2740.4086 | 866.817 | 760.6474
2024-08-21 10:00 | 1504.2492 | 2457.8103 | 2986.0886 | 9104.8472 | 2925.7397 | 5451.9666 | 2699.6641 | 864.6193 | 733.6035
2024-08-21 11:00 | 1476.7413 | 2418.5794 | 2920.1078 | 8826.5891 | 2912.2931 | 5315.3089 | 2722.4636 | 826.8244 | 715.3263
2024-08-21 12:00 | 1428.0747 | 2415.4321 | 2888.3591 | 8543.4222 | 2820.8846 | 5250.3536 | 2738.2662 | 819.575 | 751.8174
2024-08-21 13:00 | 1445.3123 | 2395.4636 | 2953.2494 | 8441.5265 | 2711.5636 | 5304.0816 | 2726.9646 | 794.4425 | 735.2442
2024-08-21 14:00 | 1408.4172 | 2416.4669 | 2933.2959 | 8361.2635 | 2587.9522 | 5375.2867 | 2726.1569 | 764.0072 | 692.5952
2024-08-21 15:00 | 1364.3083 | 2409.1463 | 2932.8307 | 8414.7745 | 2568.3659 | 5505.3472 | 2748.5718 | 764.8374 | 721.6307
2024-08-21 16:00 | 1349.7785 | 2482.7729 | 2919.3559 | 8661.2138 | 2655.9804 | 5617.4039 | 2761.0689 | 784.1898 | 638.679
2024-08-21 17:00 | 1441.7436 | 2610.8157 | 2966.9512 | 8876.4478 | 2712.6145 | 5693.8734 | 2691.4786 | 826.7444 | 683.0008
2024-08-21 18:00 | 1612.4485 | 2839.885 | 3036.6351 | 9517.2696 | 2954.2103 | 5900.012 | 2747.3575 | 945.8872 | 821.6587
2024-08-21 19:00 | 1528.6179 | 2795.5557 | 3050.1629 | 9660.7618 | 3074.3664 | 5754.2837 | 2825.7396 | 959.9652 | 840.0153
2024-08-21 20:00 | 1415.7838 | 2657.3344 | 2973.6484 | 9278.0334 | 2878.2116 | 5432.5961 | 2878.7878 | 918.3715 | 797.2794
2024-08-21 21:00 | 1341.3264 | 2475.0672 | 2875.2592 | 8308.6888 | 2560.9294 | 4996.8814 | 2880.1232 | 844.9568 | 720.9119
2024-08-21 22:00 | 1232.8794 | 2340.0286 | 2803.6443 | 7319.0425 | 2286.9618 | 4740.8713 | 2824.2632 | 769.7248 | 655.3003
2024-08-21 23:00 | 1143.2212 | 2258.8644 | 2690.9259 | 6568.9087 | 2122.3602 | 4504.4129 | 2791.129 | 723.0502 | 650.752
2024-08-22 | 1154.5934 | 2237.7158 | 2683.7635 | 6191.0032 | 2077.5217 | 4343.1367 | 2793.84 | 707.1308 | 638.552
2024-08-22 01:00 | 1090.1596 | 2248.4799 | 2744.8754 | 6115.1286 | 2025.4627 | 4299.1819 | 2776.4814 | 704.6758 | 677.5427
2024-08-22 02:00 | 1090.3662 | 2216.4639 | 2692.1483 | 6096.7125 | 2013.274 | 4356.3772 | 2708.056 | 702.2449 | 640.9638
2024-08-22 03:00 | 1079.2638 | 2200.8429 | 2662.719 | 6345.3505 | 2028.4191 | 4447.5837 | 2677.1471 | 700.8415 | 643.9363
2024-08-22 04:00 | 1189.776 | 2333.3575 | 2685.5716 | 6995.6484 | 2127.1038 | 4772.2163 | 2690.809 | 733.579 | 648.3821
2024-08-22 05:00 | 1363.9843 | 2484.9926 | 2778.2026 | 7898.0182 | 2409.0733 | 5229.4352 | 2757.7595 | 848.5797 | 681.9562
2024-08-22 06:00 | 1637.6334 | 2440.4248 | 2629.0945 | 8584.392 | 2685.0707 | 5533.1545 | 2709.917 | 930.1428 | 753.3026
2024-08-22 07:00 | 1600.4076 | 2361.5253 | 2646.9104 | 9136.9366 | 2935.9063 | 5618.2256 | 2802.2455 | 929.8521 | 732.7881
2024-08-22 08:00 | 1693.6533 | 2479.5815 | 2978.9226 | 9597.2292 | 3157.395 | 5770.8679 | 2966.7659 | 953.6291 | 731.3596
2024-08-22 09:00 | 1759.7479 | 2550.0174 | 3120.1524 | 9765.1568 | 3329.6636 | 5929.7807 | 3091.2406 | 952.2041 | 693.1875
2024-08-22 10:00 | 1736.5624 | 2562.7329 | 3171.8659 | 9667.5781 | 3293.3289 | 5937.5722 | 3136.8556 | 960.3332 | 711.3697
2024-08-22 11:00 | 1691.0499 | 2536.7989 | 3169.4427 | 9396.1601 | 3213.4874 | 5848.706 | 3139.9982 | 931.434 | 718.3324
2024-08-22 12:00 | 1619.0231 | 2480.1876 | 3124.1331 | 9013.4117 | 3200.7269 | 5762.5892 | 3088.7858 | 897.0331 | 686.654
2024-08-22 13:00 | 1531.4704 | 2479.1047 | 3128.5593 | 8929.9529 | 3149.3344 | 5825.4964 | 3098.0093 | 890.2581 | 707.4309
2024-08-22 14:00 | 1501.054 | 2452.3219 | 3113.41 | 8801.8665 | 3196.0998 | 5777.9967 | 2983.6369 | 872.6609 | 692.9678
2024-08-22 15:00 | 1516.8715 | 2506.8345 | 3158.0536 | 8963.0367 | 3314.9379 | 5932.4502 | 3006.5663 | 872.5926 | 786.5338
2024-08-22 16:00 | 1564.5507 | 2587.5346 | 3163.4083 | 9178.1216 | 3368.5442 | 6051.7277 | 3006.2888 | 895.1492 | 848.7177
2024-08-22 17:00 | 1503.9876 | 2546.8982 | 2895.2532 | 8821.9917 | 3139.2733 | 5757.0342 | 2698.4214 | 865.7459 | 820.5171
2024-08-22 18:00 | 1630.7186 | 2753.227 | 3031.0936 | 9543.0177 | 3147.2602 | 5981.3461 | 2722.1095 | 973.5195 | 839.2849
2024-08-22 19:00 | 1673.1468 | 2859.0319 | 3270.2659 | 10169.2132 | 3305.3881 | 6039.1921 | 2983.5718 | 1028.3283 | 849.2562
2024-08-22 20:00 | 1479.7026 | 2709.1308 | 3244.9991 | 9800.345 | 3176.7208 | 5728.4148 | 2996.666 | 971.9777 | 927.5673
2024-08-22 21:00 | 1248.7986 | 2504.4422 | 3128.5941 | 8839.5501 | 2863.1075 | 5274.6021 | 3020.7233 | 874.6476 | 854.1393
2024-08-22 22:00 | 1052.083 | 2326.8994 | 2987.238 | 7770.7425 | 2553.6486 | 4811.3414 | 2965.8478 | 816.218 | 813.5422
2024-08-22 23:00 | 951.2172 | 2286.9733 | 2871.4054 | 6925.4458 | 2309.0497 | 4592.8818 | 2899.431 | 755.8746 | 792.1782
2024-08-23 | 923.1573 | 2240.6204 | 2829.2593 | 6511.3784 | 2249.9039 | 4530.8105 | 2880.7069 | 725.7861 | 804.5094
2024-08-23 01:00 | 913.7398 | 2200.8177 | 2783.8198 | 6321.7751 | 2160.3498 | 4522.5787 | 2832.9238 | 714.0052 | 820.1099
2024-08-23 02:00 | 866.5262 | 2168.856 | 2741.6586 | 6258.4507 | 2149.0246 | 4519.2501 | 2799.2327 | 709.3563 | 791.8876
2024-08-23 03:00 | 909.3151 | 2153.0105 | 2707.6863 | 6512.2822 | 2146.6394 | 4616.6508 | 2748.4857 | 711.3333 | 753.7251
2024-08-23 04:00 | 1029.2538 | 2265.0673 | 2758.9565 | 7147.4162 | 2252.1441 | 4811.9357 | 2723.6126 | 731.5227 | 754.4111
2024-08-23 05:00 | 1340.6527 | 2422.481 | 2888.0994 | 7911.3903 | 2475.6063 | 5151.12 | 2714.5081 | 844.1794 | 749.931
2024-08-23 06:00 | 1574.4415 | 2400.3137 | 2762.575 | 8491.649 | 2692.7171 | 5426.0752 | 2652.5132 | 929.8931 | 829.018
2024-08-23 07:00 | 1554.0911 | 2272.3446 | 2684.9649 | 8867.0472 | 2965.7965 | 5459.3628 | 2694.9352 | 920.4638 | 828.3651
2024-08-23 08:00 | 1640.4548 | 2310.5505 | 2952.4418 | 9204.5481 | 3121.9336 | 5690.5929 | 2863.8172 | 926.2639 | 831.8892
2024-08-23 09:00 | 1633.4401 | 2364.9032 | 3134.4992 | 9276.31 | 3306.7301 | 5744.6023 | 3015.6552 | 926.3808 | 779.8149
2024-08-23 10:00 | 1671.8682 | 2361.6795 | 3241.8385 | 9201.3123 | 3192.6965 | 5744.333 | 3023.5639 | 935.1942 | 740.2143
2024-08-23 11:00 | 1754.9261 | 2336.3422 | 3212.4607 | 8957.2544 | 3101.7544 | 5757.6652 | 3052.7692 | 921.8035 | 699.643
2024-08-23 12:00 | 1754.4036 | 2294.1421 | 3197.3702 | 8761.1224 | 2995.1174 | 5701.6353 | 2995.3802 | 900.2607 | 713.3925
2024-08-23 13:00 | 1734.2367 | 2271.7717 | 3213.3391 | 8758.0316 | 2862.5123 | 5720.6056 | 2952.0468 | 902.6085 | 705.2866
2024-08-23 14:00 | 1723.8308 | 2207.2295 | 3117.0017 | 8471.7747 | 2904.2513 | 5654.2268 | 2860.6391 | 885.378 | 697.3171
2024-08-23 15:00 | 1745.829 | 2254.3797 | 3126.3356 | 8568.5646 | 3051.2838 | 5840.1442 | 2788.552 | 889.9969 | 815.3307
2024-08-23 16:00 | 1768.9293 | 2347.966 | 3126.7294 | 8841.8423 | 3132.7549 | 5981.6329 | 2780.9217 | 912.4229 | 801.1559
2024-08-23 17:00 | 1772.1158 | 2361.3329 | 3013.685 | 8788.1035 | 3059.8732 | 5885.1945 | 2599.0187 | 929.5763 | 866.9161
2024-08-23 18:00 | 1835.9747 | 2587.9644 | 3105.2992 | 9474.3916 | 3184.1975 | 5931.168 | 2682.4446 | 1041.1042 | 855.5169
2024-08-23 19:00 | 1753.1792 | 2620.5001 | 3354.9579 | 9819.891 | 3277.4686 | 5780.2225 | 2806.4106 | 1057.013 | 995.1127
2024-08-23 20:00 | 1612.213 | 2496.5398 | 3306.6283 | 9433.1168 | 3152.6365 | 5517.3583 | 2819.2123 | 975.1714 | 901.9919
2024-08-23 21:00 | 1436.21 | 2338.0154 | 3165.4134 | 8538.296 | 2899.3317 | 5135.7541 | 2832.5955 | 882.7235 | 830.6432
2024-08-23 22:00 | 1322.9027 | 2181.7414 | 2977.0121 | 7454.3565 | 2629.6692 | 4742.592 | 2815.6201 | 814.4331 | 767.9993
2024-08-23 23:00 | 1240.4357 | 2096.8084 | 2890.7507 | 6609.2732 | 2399.9622 | 4508.3569 | 2760.856 | 758.444 | 697.0545
2024-08-24 | 1217.3833 | 2062.2395 | 2859.6876 | 6287.1021 | 2328.7607 | 4413.99 | 2757.4488 | 716.8058 | 680.0556
2024-08-24 01:00 | 1183.2555 | 2037.7991 | 2806.6469 | 6160.1905 | 2318.9577 | 4360.9352 | 2738.8396 | 703.0662 | 660.8294
2024-08-24 02:00 | 1151.6629 | 2042.9054 | 2746.2302 | 6309.4655 | 2238.0265 | 4372.3673 | 2767.4487 | 704.5898 | 650.2361
2024-08-24 03:00 | 1162.3077 | 2065.3678 | 2726.8358 | 6549.3464 | 2224.8443 | 4488.1283 | 2706.9034 | 703.5758 | 659.6669
2024-08-24 04:00 | 1233.7758 | 2176.7166 | 2801.5938 | 7171.5498 | 2392.3439 | 4717.7179 | 2632.0548 | 722.1918 | 627.1232
2024-08-24 05:00 | 1413.8198 | 2387.0192 | 2932.1386 | 8057.6108 | 2715.9106 | 5176.8941 | 2685.3089 | 845.5752 | 730.7067
2024-08-24 06:00 | 1616.3088 | 2310.2395 | 2743.0672 | 8665.0354 | 2969.2284 | 5444.8654 | 2602.2181 | 930.0355 | 775.5195
2024-08-24 07:00 | 1602.3953 | 2305.5336 | 2806.1679 | 9215.0687 | 3066.5219 | 5525.3971 | 2587.6539 | 928.8346 | 777.0267
2024-08-24 08:00 | 1689.1822 | 2410.5304 | 3100.0592 | 9861.1967 | 3311.8966 | 5717.3651 | 2715.7454 | 965.1759 | 760.9027
2024-08-24 09:00 | 1733.1966 | 2467.8745 | 3264.4006 | 10057.7774 | 3393.0688 | 5730.2 | 2888.8854 | 960.3151 | 744.0181
2024-08-24 10:00 | 1723.6741 | 2467.5198 | 3301.3538 | 9883.9754 | 3298.852 | 5675.9833 | 2915.704 | 946.513 | 719.3878
2024-08-24 11:00 | 1706.9425 | 2388.1259 | 3360.8177 | 9592.5595 | 3343.9985 | 5661.079 | 2894.6984 | 930.4075 | 698.9249
2024-08-24 12:00 | 1675.0457 | 2257.4639 | 3307.6592 | 9341.6489 | 3269.2362 | 5569.3002 | 2888.6425 | 902.4996 | 670.4278
2024-08-24 13:00 | 1614.7915 | 2233.9231 | 3313.954 | 9146.08 | 3291.9354 | 5590.9904 | 2826.086 | 882.0307 | 735.6995
2024-08-24 14:00 | 1613.1307 | 2275.4167 | 3306.8007 | 8956.174 | 3284.2998 | 5606.3655 | 2755.9371 | 872.3799 | 664.2483
2024-08-24 15:00 | 1692.7252 | 2291.7813 | 3288.8805 | 9149.78 | 3313.1659 | 5832.8831 | 2767.0669 | 897.1195 | 749.2349
2024-08-24 16:00 | 1731.2897 | 2381.7143 | 3302.3538 | 9351.6573 | 3380.8379 | 5928.8252 | 2746.8534 | 927.5386 | 795.3914
2024-08-24 17:00 | 1699.823 | 2400.9269 | 3112.6896 | 9203.8115 | 3365.2839 | 5927.0772 | 2530.8237 | 920.6136 | 831.0138
2024-08-24 18:00 | 1813.1073 | 2606.1311 | 3224.5691 | 9754.1621 | 3337.0558 | 6073.0374 | 2569.01 | 1018.0973 | 915.4384
2024-08-24 19:00 | 1810.3834 | 2643.652 | 3458.9914 | 10215.7559 | 3457.3671 | 5997.657 | 2774.2684 | 1072.2694 | 862.8961
2024-08-24 20:00 | 1679.7381 | 2464.9172 | 3377.0213 | 9790.2944 | 3290.3566 | 5710.4585 | 2813.4929 | 993.4091 | 895.1759
2024-08-24 21:00 | 1504.9402 | 2292.0331 | 3211.0953 | 8870.8103 | 2984.1967 | 5266.5852 | 2797.2938 | 900.908 | 807.5552
2024-08-24 22:00 | 1359.4558 | 2140.5753 | 3033.5477 | 7686.4149 | 2815.2561 | 4850.7422 | 2780.6218 | 829.3683 | 763.4892
2024-08-24 23:00 | 1287.8071 | 2067.9995 | 2959.7474 | 6787.6733 | 2535.4744 | 4586.4995 | 2791.7201 | 763.0445 | 713.8482
2024-08-25 | 1258.7471 | 2041.087 | 2899.3785 | 6490.7944 | 2380.9284 | 4529.4087 | 2780.0216 | 743.8334 | 696.1123
2024-08-25 01:00 | 1267.7756 | 2029.7715 | 2834.7602 | 6272.7858 | 2321.7421 | 4523.3107 | 2778.6564 | 731.1561 | 697.4664
2024-08-25 02:00 | 1213.9096 | 1996.2219 | 2832.3871 | 6262.789 | 2310.0989 | 4498.3148 | 2738.0029 | 712.7111 | 689.9222
2024-08-25 03:00 | 1150.7219 | 1888.3524 | 2621.0262 | 6220.6913 | 2224.2099 | 4351.6943 | 2549.1993 | 684.295 | 660.6051
2024-08-25 04:00 | 1206.9605 | 2037.6273 | 2730.6113 | 6857.9491 | 2323.8788 | 4609.9341 | 2590.2011 | 715.2391 | 616.7302
2024-08-25 05:00 | 1389.8636 | 2252.3627 | 2893.6422 | 7841.1806 | 2694.9822 | 5191.6102 | 2650.451 | 847.6644 | 676.4415
2024-08-25 06:00 | 1624.3915 | 2227.3232 | 2733.3711 | 8540.2664 | 2865.2928 | 5503.8707 | 2658.9617 | 943.9143 | 760.9431
2024-08-25 07:00 | 1532.6673 | 2123.6929 | 2728.8924 | 8895.8101 | 3068.7971 | 5467.0006 | 2717.7592 | 929.8904 | 762.466
2024-08-25 08:00 | 1567.3232 | 2227.5334 | 3061.6285 | 9486.752 | 3318.9048 | 5794.9818 | 2927.1021 | 963.9651 | 757.5286
2024-08-25 09:00 | 1660.4781 | 2333.388 | 3216.2557 | 9656.112 | 3415.1718 | 5881.7052 | 3076.1569 | 980.7051 | 752.7892
2024-08-25 10:00 | 1703.9788 | 2348.1561 | 3351.8508 | 9523.154 | 3369.816 | 5787.459 | 3104.1271 | 992.9475 | 795.6519
2024-08-25 11:00 | 1716.9721 | 2333.2864 | 3354.3865 | 9269.8751 | 3321.6035 | 5806.644 | 3104.6292 | 959.1804 | 805.3702
2024-08-25 12:00 | 1695.2591 | 2289.7899 | 3327.9168 | 8926.8986 | 3256.5388 | 5810.5304 | 3078.1495 | 921.8973 | 777.5596
2024-08-25 13:00 | 1665.6246 | 2225.4613 | 3348.0725 | 8806.798 | 3164.7414 | 5788.6128 | 3060.7899 | 910.2302 | 784.085
2024-08-25 14:00 | 1679.6317 | 2224.5594 | 3277.0482 | 8683.965 | 3057.0651 | 5845.599 | 3039.005 | 895.1024 | 760.1892
2024-08-25 15:00 | 1727.8228 | 2283.2355 | 3239.6675 | 8938.3222 | 3114.2482 | 6042.2907 | 3012.3795 | 904.3085 | 799.8743
2024-08-25 16:00 | 1768.9763 | 2386.0791 | 3263.3232 | 9166.347 | 3135.4756 | 6231.8322 | 2977.3842 | 919.0345 | 779.2612
2024-08-25 17:00 | 1707.7807 | 2393.9876 | 2970.2786 | 8982.4484 | 3139.5541 | 6131.548 | 2753.0797 | 918.5629 | 874.0243
2024-08-25 18:00 | 1775.6162 | 2617.4919 | 3146.3513 | 9646.1367 | 3190.874 | 6160.6935 | 2751.4809 | 1014.8845 | 962.0887
2024-08-25 19:00 | 1723.9731 | 2655.0881 | 3446.5197 | 10042.0358 | 3306.0771 | 6055.8536 | 2937.8786 | 1047.267 | 977.5318
2024-08-25 20:00 | 1563.3684 | 2496.7731 | 3378.6319 | 9752.3158 | 3208.4649 | 5730.7832 | 2979.4359 | 980.7667 | 935.0076
2024-08-25 21:00 | 1380.7245 | 2308.2016 | 3242.1598 | 8845.5756 | 2975.7267 | 5283.1179 | 2930.5964 | 889.4213 | 829.6679
2024-08-25 22:00 | 1229.5962 | 2164.263 | 3091.3483 | 7682.2388 | 2655.447 | 4953.1691 | 2917.2944 | 819.5064 | 814.7576
2024-08-25 23:00 | 1157.4546 | 2099.1557 | 2991.2251 | 6910.1243 | 2436.1452 | 4710.0031 | 2938.7324 | 788.9417 | 726.6893
2024-08-26 | 1130.792 | 2109.3323 | 2969.4761 | 6510.4702 | 2324.3651 | 4635.643 | 2938.981 | 770.8638 | 716.1321
2024-08-26 01:00 | 1107.6013 | 2087.661 | 2918.8506 | 6440.1795 | 2259.2229 | 4574.4741 | 2929.8288 | 774.1217 | 701.6934
2024-08-26 02:00 | 1077.655 | 2066.5197 | 2882.7326 | 6470.3791 | 2163.6772 | 4747.6568 | 2926.597 | 757.6761 | 700.7506
2024-08-26 03:00 | 1084.1583 | 2004.0702 | 2840.3869 | 6701.9227 | 2180.1282 | 4647.1578 | 2844.1067 | 752.7612 | 692.4608
2024-08-26 04:00 | 1188.2052 | 2181.9303 | 2908.8301 | 7331.4582 | 2359.6207 | 4826.4654 | 2812.3232 | 770.3643 | 673.4446
2024-08-26 05:00 | 1364.8892 | 2356.3974 | 3018.8404 | 8267.3537 | 2634.8109 | 5389.4475 | 2857.468 | 870.5467 | 713.8719
2024-08-26 06:00 | 1666.6249 | 2390.0845 | 2895.4455 | 9068.9809 | 2998.9335 | 5779.7461 | 2855.879 | 983.6191 | 799.8107
2024-08-26 07:00 | 1649.6161 | 2272.6748 | 2863.0841 | 9418.2151 | 3249.0448 | 5816.6087 | 2912.4065 | 976.4592 | 792.3665
2024-08-26 08:00 | 1683.2544 | 2390.1914 | 3106.378 | 9705.171 | 3395.5587 | 5966.1776 | 3001.7782 | 1000.6501 | 768.2987
2024-08-26 09:00 | 1708.885 | 2409.0158 | 3233.1653 | 9602.9543 | 3481.459 | 6038.3177 | 3113.0761 | 984.412 | 706.6961
2024-08-26 10:00 | 1709.3358 | 2414.9765 | 3295.7421 | 9332.6995 | 3409.4375 | 5979.9807 | 3053.8453 | 963.5065 | 734.0457
2024-08-26 11:00 | 1685.7292 | 2416.5328 | 3326.7549 | 9114.3634 | 3322.4903 | 6000.5193 | 3009.1641 | 944.824 | 765.9194
2024-08-26 12:00 | 1611.2076 | 2412.5492 | 3327.2941 | 8853.3177 | 3197.9416 | 5885.4347 | 3074.3619 | 913.8164 | 760.1917
2024-08-26 13:00 | 1558.2064 | 2363.5703 | 3358.7949 | 8645.6507 | 3150.7815 | 5904.4774 | 2988.1135 | 888.4147 | 765.1356
2024-08-26 14:00 | 1535.5849 | 2385.6597 | 3329.438 | 8493.4786 | 3090.0499 | 5999.168 | 2993.2408 | 876.9817 | 730.1382
2024-08-26 15:00 | 1535.7042 | 2446.047 | 3409.3681 | 8563.5434 | 2996.2212 | 6152.3529 | 3031.9545 | 891.4352 | 691.9512
2024-08-26 16:00 | 1581.3323 | 2489.7341 | 3407.206 | 8719.898 | 2974.9643 | 6235.1065 | 2982.6032 | 901.3448 | 729.1239
2024-08-26 17:00 | 1665.9052 | 2562.1268 | 3278.5201 | 8883.0728 | 3100.7773 | 6219.1996 | 2799.0206 | 923.0474 | 777.045
2024-08-26 18:00 | 1810.4208 | 2672.1538 | 3284.5273 | 9524.979 | 3251.273 | 6321.4254 | 2766.5593 | 1022.4494 | 829.0341
2024-08-26 19:00 | 1728.9578 | 2596.7457 | 3450.891 | 9649.4772 | 3285.4535 | 5999.8829 | 2908.5393 | 1016.8948 | 863.458
2024-08-26 20:00 | 1590.2122 | 2413.8962 | 3338.8578 | 9226.7832 | 3144.6073 | 5587.089 | 2877.5351 | 941.6388 | 773.3673
2024-08-26 21:00 | 1395.9185 | 2257.34 | 3210.492 | 8468.159 | 2866.4577 | 5237.9625 | 2901.5788 | 868.1444 | 739.2431
2024-08-26 22:00 | 1222.7595 | 2119.5049 | 3031.0307 | 7528.4032 | 2594.7739 | 4904.7586 | 2815.2176 | 807.5721 | 675.0382
2024-08-26 23:00 | 1123.9609 | 2055.6347 | 2993.382 | 6834.8748 | 2397.3049 | 4682.4639 | 2827.0057 | 760.6103 | 645.7007
2024-08-27 | 1067.7692 | 1990.115 | 2950.0631 | 6405.0415 | 2196.4421 | 4539.1907 | 2844.3908 | 739.8348 | 579.9781
2024-08-27 01:00 | 1053.185 | 1978.7468 | 2941.6262 | 6227.6261 | 2121.9697 | 4520.2211 | 2840.5176 | 703.4026 | 616.5503
2024-08-27 02:00 | 1037.6881 | 1967.7178 | 2887.1007 | 6170.9799 | 2027.3125 | 4538.2581 | 2764.9766 | 711.3565 | 594.7442
2024-08-27 03:00 | 1032.3442 | 1956.1675 | 2873.1035 | 6271.6717 | 2065.2409 | 4628.1177 | 2776.7155 | 727.6951 | 609.8818
2024-08-27 04:00 | 1092.3652 | 2077.1067 | 3002.6327 | 6632.2232 | 2197.8891 | 4865.6949 | 2853.5992 | 740.3765 | 609.6678
2024-08-27 05:00 | 1228.0635 | 2253.5658 | 3232.874 | 7468.2114 | 2371.7707 | 5305.5439 | 2964.3804 | 815.6803 | 653.7802
2024-08-27 06:00 | 1371.1493 | 2292.9479 | 3158.5179 | 7918.7001 | 2626.8796 | 5567.0654 | 2936.659 | 852.9775 | 698.9087
2024-08-27 07:00 | 1473.8517 | 2217.9344 | 3050.2168 | 8365.0992 | 2764.5157 | 5538.2867 | 2874.6487 | 875.4224 | 690.094
2024-08-27 08:00 | 1539.9592 | 2301.6871 | 3144.4416 | 9086.275 | 2965.858 | 5693.078 | 2963.3763 | 906.1983 | 700.2003
2024-08-27 09:00 | 1520.2286 | 2391.1965 | 3237.5204 | 9375.5302 | 3052.7867 | 5799.608 | 2997.5736 | 917.7078 | 663.1351
2024-08-27 10:00 | 1434.0074 | 2392.9474 | 3197.2746 | 9224.2365 | 2979.003 | 5743.1761 | 2980.2475 | 906.6655 | 696.1172
2024-08-27 11:00 | 1383.9975 | 2378.4313 | 3155.9126 | 8849.2724 | 2896.4464 | 5656.8766 | 3000.4808 | 859.9288 | 736.4735
2024-08-27 12:00 | 1336.0051 | 2349.8782 | 3114.1578 | 8473.3234 | 2771.9916 | 5495.1082 | 2908.4345 | 820.0928 | 755.8022
2024-08-27 13:00 | 1316.0235 | 2339.5534 | 3111.4027 | 8341.3639 | 2751.7054 | 5493.0084 | 2943.5677 | 814.1963 | 728.6996
2024-08-27 14:00 | 1282.336 | 2361.5079 | 3206.5164 | 8129.9827 | 2663.3891 | 5459.3674 | 2919.325 | 798.0701 | 726.6277
2024-08-27 15:00 | 1306.4988 | 2392.114 | 3296.605 | 8205.7074 | 2685.011 | 5515.8151 | 2884.6444 | 808.1055 | 684.4327
2024-08-27 16:00 | 1374.4253 | 2431.1806 | 3270.8243 | 8402.6993 | 2689.0742 | 5603.3981 | 2902.1695 | 820.7773 | 633.107
2024-08-27 17:00 | 1473.7949 | 2479.7399 | 3307.3536 | 8624.8923 | 2693.4851 | 5741.7442 | 2865.3489 | 858.5844 | 734.8598
2024-08-27 18:00 | 1682.7518 | 2638.8223 | 3368.4582 | 9301.0605 | 2954.17 | 5996.4625 | 2880.4092 | 971.7068 | 790.7314
2024-08-27 19:00 | 1644.8263 | 2628.148 | 3404.8851 | 9507.5246 | 3080.6347 | 5869.8206 | 2952.3812 | 1000.5989 | 827.0751
2024-08-27 20:00 | 1509.4029 | 2431.6572 | 3291.2374 | 9108.0087 | 2846.2763 | 5491.9918 | 2920.8124 | 937.169 | 773.585
2024-08-27 21:00 | 1357.3863 | 2284.7815 | 3128.8701 | 8350.7425 | 2600.9254 | 4992.9841 | 2874.6205 | 866.0969 | 716.2485
2024-08-27 22:00 | 1188.4753 | 2129.5766 | 2948.355 | 7461.6547 | 2311.7249 | 4713.8984 | 2794.1677 | 783.6669 | 663.3707
2024-08-27 23:00 | 1058.6618 | 2076.006 | 2834.0598 | 6779.0464 | 2171.8359 | 4515.8928 | 2769.1738 | 732.4187 | 616.4238
2024-08-28 | 1011.2427 | 2038.3301 | 2844.1981 | 6370.9335 | 2051.532 | 4433.0389 | 2718.85 | 699.1099 | 601.9029
2024-08-28 01:00 | 982.956 | 2048.2434 | 2852.1472 | 6267.7503 | 1980.3092 | 4397.519 | 2720.0152 | 701.8517 | 594.3804
2024-08-28 02:00 | 942.8794 | 2001.0291 | 2804.5537 | 6108.8201 | 1967.8089 | 4363.7147 | 2698.0129 | 693.7322 | 592.6471
2024-08-28 03:00 | 954.0537 | 1988.3801 | 2820.8404 | 6179.0664 | 1956.1877 | 4422.6489 | 2691.5162 | 709.7035 | 604.1613
2024-08-28 04:00 | 998.5797 | 2076.8763 | 2916.1199 | 6528.4826 | 2091.6362 | 4618.475 | 2752.781 | 732.3018 | 605.875
2024-08-28 05:00 | 1088.7636 | 2189.9791 | 3104.2274 | 7087.0123 | 2170.2615 | 5078.2365 | 2842.1924 | 768.4597 | 641.4832
2024-08-28 06:00 | 1217.7183 | 2223.409 | 3013.0291 | 7464.3523 | 2317.8567 | 5291.4673 | 2767.3702 | 775.2907 | 637.0589
2024-08-28 07:00 | 1339.2245 | 2196.2424 | 2976.6329 | 7744.9297 | 2447.5106 | 5299.5257 | 2586.5921 | 802.7437 | 681.8714
2024-08-28 08:00 | 1454.1915 | 2308.3604 | 3054.5614 | 8411.6416 | 2670.9405 | 5414.9069 | 2658.366 | 850.9712 | 691.0494
2024-08-28 09:00 | 1461.8802 | 2337.0199 | 3156.6088 | 8714.4577 | 2773.126 | 5532.4697 | 2689.2082 | 874.0172 | 692.1394
2024-08-28 10:00 | 1405.3292 | 2293.2855 | 3068.8242 | 8515.704 | 2761.2267 | 5491.5799 | 2701.3744 | 857.3536 | 715.5551
2024-08-28 11:00 | 1369.2687 | 2245.6513 | 3027.2751 | 8277.9294 | 2779.2048 | 5461.6697 | 2732.9461 | 825.2406 | 714.9595
2024-08-28 12:00 | 1362.1514 | 2258.3739 | 3002.401 | 8084.2477 | 2687.043 | 5438.6253 | 2763.2254 | 802.9991 | 714.0554
2024-08-28 13:00 | 1357.4072 | 2261.5635 | 3016.4566 | 7999.8012 | 2571.2967 | 5482.6772 | 2776.4759 | 796.1651 | 702.2823
2024-08-28 14:00 | 1344.7328 | 2241.36 | 3001.5219 | 7857.2442 | 2472.0442 | 5452.0183 | 2748.7015 | 774.1573 | 677.8389
2024-08-28 15:00 | 1360.0711 | 2273.3909 | 3065.1839 | 8040.3461 | 2437.5171 | 5582.1094 | 2761.3448 | 783.7561 | 625.8753
2024-08-28 16:00 | 1403.1878 | 2207.0562 | 2946.5312 | 7854.4557 | 2419.1746 | 5531.0367 | 2637.0821 | 769.2046 | 632.0616
2024-08-28 17:00 | 1556.897 | 2350.1376 | 3049.8974 | 8198.3288 | 2537.9321 | 5746.3782 | 2627.1836 | 828.0057 | 678.6236
2024-08-28 18:00 | 1770.9461 | 2581.5669 | 3193.3687 | 9070.8616 | 2781.4446 | 5860.1234 | 2808.4325 | 972.278 | 775.1476
2024-08-28 19:00 | 1687.052 | 2594.179 | 3225.522 | 9337.4056 | 2982.0207 | 5761.0895 | 2904.6404 | 1015.2175 | 827.1584
2024-08-28 20:00 | 1501.4101 | 2437.8813 | 3176.5857 | 8936.6177 | 2858.3149 | 5351.7085 | 2901.4165 | 960.021 | 812.6817
2024-08-28 21:00 | 1352.2195 | 2273.3989 | 3044.4611 | 8128.7896 | 2597.4221 | 4999.9194 | 2884.4593 | 867.9217 | 686.0015
2024-08-28 22:00 | 1185.8665 | 2155.8562 | 2914.8369 | 7125.1329 | 2337.4851 | 4731.4129 | 2864.9688 | 797.1665 | 663.8185
2024-08-28 23:00 | 1045.0465 | 2059.467 | 2846.1347 | 6435.3274 | 2151.5392 | 4490.1279 | 2849.6016 | 754.9309 | 620.2852
2024-08-29 | 954.9446 | 2037.1534 | 2892.7321 | 6152.1582 | 2030.9577 | 4480.0709 | 2871.0687 | 735.9129 | 603.2563
2024-08-29 01:00 | 931.1035 | 2042.7951 | 2905.6155 | 6137.0815 | 1997.3981 | 4415.935 | 2880.544 | 722.3477 | 626.5104
2024-08-29 02:00 | 889.6847 | 2032.7158 | 2900.3561 | 6158.978 | 2025.4746 | 4365.5504 | 2870.5301 | 719.3227 | 639.5081
2024-08-29 03:00 | 888.591 | 2032.2195 | 2806.6783 | 6392.0165 | 2018.7862 | 4493.2998 | 2810.5976 | 726.1699 | 625.2695
2024-08-29 04:00 | 998.128 | 2107.6604 | 2897.7696 | 6923.3156 | 2158.2348 | 4678.6752 | 2747.8162 | 741.038 | 598.9243
2024-08-29 05:00 | 1232.459 | 2229.8431 | 2999.4728 | 7721.5907 | 2436.8014 | 5203.4154 | 2738.3652 | 845.4915 | 648.6115
2024-08-29 06:00 | 1580.6338 | 2297.0678 | 2833.2596 | 8557.7215 | 2885.4122 | 5699.5661 | 2794.2922 | 947.0046 | 735.2186
2024-08-29 07:00 | 1538.6325 | 2257.6692 | 2853.4233 | 9070.5431 | 3076.8094 | 5800.8169 | 2855.1362 | 937.5019 | 783.1404
2024-08-29 08:00 | 1525.5723 | 2322.1871 | 3159.5079 | 9402.3914 | 3119.5518 | 5849.2164 | 2917.1618 | 945.271 | 765.6348
2024-08-29 09:00 | 1540.0558 | 2334.7599 | 3262.4761 | 9341.5191 | 3114.4832 | 5739.9828 | 2963.2838 | 929.2027 | 725.798
2024-08-29 10:00 | 1523.943 | 2372.9377 | 3236.7808 | 9177.7119 | 3072.514 | 5752.902 | 2954.3934 | 913.4954 | 740.3531
2024-08-29 11:00 | 1533.9056 | 2438.3054 | 3273.5373 | 9010.8351 | 3083.6785 | 5702.0763 | 2967.4242 | 894.5079 | 764.1924
2024-08-29 12:00 | 1554.4355 | 2461.2941 | 3242.8171 | 8701.7767 | 3033.9415 | 5681.5984 | 3016.3574 | 877.8941 | 732.076
2024-08-29 13:00 | 1530.1264 | 2434.292 | 3291.355 | 8584.3846 | 2982.7507 | 5699.716 | 2983.4796 | 861.5275 | 743.7462
2024-08-29 14:00 | 1529.405 | 2438.939 | 3305.929 | 8539.9834 | 2991.1734 | 5657.0551 | 2918.947 | 849.532 | 737.2753
2024-08-29 15:00 | 1529.6741 | 2481.2549 | 3371.6305 | 8669.4038 | 3007.548 | 5875.0447 | 2933.3053 | 864.9035 | 785.6505
2024-08-29 16:00 | 1537.9121 | 2584.1707 | 3339.9571 | 8809.532 | 3072.8574 | 5966.9714 | 2921.9808 | 875.0942 | 811.8637
2024-08-29 17:00 | 1597.6475 | 2679.8257 | 3188.7977 | 9087.4543 | 3145.6762 | 5878.559 | 2809.1253 | 898.8973 | 804.6305
2024-08-29 18:00 | 1803.7499 | 2822.9188 | 3330.1207 | 9707.2136 | 3314.6873 | 5963.7046 | 2799.878 | 991.8439 | 789.1722
2024-08-29 19:00 | 1722.9474 | 2772.8374 | 3578.7193 | 9710.5647 | 3300.3026 | 5895.0898 | 2864.275 | 999.8007 | 891.0782
2024-08-29 20:00 | 1506.8976 | 2613.6455 | 3512.3086 | 9308.2064 | 3210.0684 | 5572.517 | 2877.0587 | 932.9501 | 838.7041
2024-08-29 21:00 | 1203.0222 | 2421.3037 | 3419.6631 | 8465.2829 | 2934.9843 | 5125.7932 | 2924.4444 | 878.0525 | 751.4285
2024-08-29 22:00 | 1112.4772 | 2260.6178 | 3203.9595 | 7394.5199 | 2572.4998 | 4761.8685 | 2866.7459 | 832.2255 | 705.5527
2024-08-29 23:00 | 1154.1594 | 2154.4563 | 3069.5843 | 6660.1165 | 2306.3921 | 4412.718 | 2815.2102 | 772.3777 | 697.0712
2024-08-30 | 1080.3696 | 2144.3991 | 3028.3478 | 6311.0029 | 2210.0905 | 4269.5022 | 2803.5222 | 741.2355 | 704.3972
2024-08-30 01:00 | 1024.2267 | 2120.2633 | 2994.0426 | 6173.9621 | 2161.8314 | 4277.7766 | 2846.2293 | 730.9663 | 627.3982
2024-08-30 02:00 | 1028.0231 | 2094.1918 | 2931.3042 | 6201.444 | 2150.202 | 4318.8286 | 2800.4853 | 722.576 | 604.032
2024-08-30 03:00 | 1028.2069 | 2115.3966 | 2855.1498 | 6469.6162 | 2191.9007 | 4378.8988 | 2775.6677 | 731.5022 | 593.1302
2024-08-30 04:00 | 1034.0274 | 2227.5411 | 2945.1039 | 7124.7953 | 2316.3399 | 4640.1179 | 2725.1874 | 744.7521 | 589.409
2024-08-30 05:00 | 1250.2428 | 2454.6062 | 3078.1276 | 8076.9603 | 2637.987 | 5129.6471 | 2725.3798 | 874.2337 | 662.9356
2024-08-30 06:00 | 1534.4847 | 2501.7219 | 2932.4641 | 8985.7461 | 2954.8186 | 5618.4768 | 2828.1108 | 986.2262 | 775.0197
2024-08-30 07:00 | 1452.3555 | 2387.5478 | 2861.4637 | 9440.6591 | 3148.1552 | 5720.2311 | 2930.7279 | 976.5521 | 737.0942
2024-08-30 08:00 | 1458.0656 | 2431.3585 | 2982.1128 | 9613.8111 | 3276.127 | 5706.0927 | 2954.0629 | 983.2667 | 721.5357
2024-08-30 09:00 | 1443.5924 | 2418.9901 | 3055.8851 | 9573.9996 | 3347.3801 | 5620.5127 | 3037.0214 | 974.599 | 688.695
2024-08-30 10:00 | 1405.7461 | 2377.0743 | 3125.6122 | 9343.7535 | 3347.319 | 5563.94 | 3040.3489 | 957.0194 | 684.9051
2024-08-30 11:00 | 1379.0324 | 2388.5732 | 3145.9801 | 9022.8478 | 3321.4354 | 5509.472 | 3039.1983 | 919.0744 | 727.5993
2024-08-30 12:00 | 1383.8944 | 2319.8725 | 3178.2884 | 8707.2733 | 3307.6199 | 5527.3092 | 2956.502 | 903.2074 | 700.4924
2024-08-30 13:00 | 1364.4428 | 2332.3378 | 3191.3878 | 8663.2899 | 3232.2017 | 5528.8877 | 2982.6658 | 925.7706 | 714.9996
2024-08-30 14:00 | 1484.9575 | 2308.0824 | 3094.526 | 8664.8654 | 3193.1373 | 5544.1659 | 2888.2745 | 960.4569 | 709.2394
2024-08-30 15:00 | 1645.6178 | 2391.3185 | 3166.015 | 8863.8153 | 3277.5726 | 5616.3031 | 2913.2776 | 964.5054 | 751.7791
2024-08-30 16:00 | 1656.8016 | 2471.399 | 3201.1229 | 9029.6171 | 3346.1463 | 5648.4487 | 2847.9988 | 952.9897 | 817.6976
2024-08-30 17:00 | 1687.6853 | 2560.2846 | 3109.8749 | 9260.6836 | 3512.2328 | 5903.9475 | 2767.0167 | 949.751 | 821.9397
2024-08-30 18:00 | 1843.1098 | 2858.1014 | 3346.2194 | 9931.7289 | 3622.1268 | 6094.6588 | 2794.0491 | 1064.6481 | 782.6959
2024-08-30 19:00 | 1761.5009 | 2877.7921 | 3531.1018 | 10066.0571 | 3653.1049 | 5706.3153 | 2866.814 | 1063.7433 | 902.3405
2024-08-30 20:00 | 1586.7134 | 2649.4343 | 3452.2799 | 9419.2013 | 3420.3167 | 5203.7074 | 2836.3453 | 970.3515 | 869.3181
2024-08-30 21:00 | 1387.543 | 2422.8778 | 3304.8514 | 8505.7982 | 3068.9507 | 4902.5216 | 2887.4578 | 877.1932 | 782.4166
2024-08-30 22:00 | 1271.4616 | 2260.9526 | 3152.2274 | 7366.4002 | 2797.8389 | 4625.3151 | 2839.9332 | 820.5353 | 705.4535
2024-08-30 23:00 | 1167.2527 | 2190.8881 | 3024.2567 | 6679.1007 | 2490.5588 | 4434.8722 | 2790.4859 | 765.718 | 633.7411
2024-08-31 | 1017.5842 | 2067.0956 | 2823.692 | 6030.0681 | 2319.72 | 4157.9529 | 2704.7779 | 712.4022 | 598.242
2024-08-31 01:00 | 992.9159 | 2024.7899 | 2805.0203 | 5912.193 | 2163.0829 | 4150.9106 | 2686.4261 | 712.3366 | 639.5526
2024-08-31 02:00 | 956.3904 | 2020.0253 | 2801.5362 | 5893.6397 | 2158.1283 | 4161.3216 | 2651.0824 | 707.0745 | 611.6837
2024-08-31 03:00 | 912.6825 | 2015.6902 | 2751.8582 | 6084.6104 | 2192.9969 | 4237.4359 | 2576.8653 | 697.6648 | 584.3191
2024-08-31 04:00 | 977.6832 | 2113.5612 | 2776.1901 | 6656.7527 | 2340.2047 | 4465.4564 | 2605.608 | 728.33 | 598.1492
2024-08-31 05:00 | 1192.2949 | 2314.1906 | 2913.6799 | 7475.249 | 2647.6699 | 4994.6625 | 2646.0437 | 850.098 | 624.6623
2024-08-31 06:00 | 1534.1157 | 2360.5957 | 2816.5571 | 8392.6131 | 2969.2174 | 5502.2866 | 2706.6897 | 962.2918 | 720.2956
2024-08-31 07:00 | 1495.1641 | 2296.0569 | 2854.9547 | 8669.3696 | 3222.8402 | 5520.0072 | 2748.589 | 930.9903 | 719.7152
2024-08-31 08:00 | 1496.3495 | 2351.7329 | 3089.1705 | 8802.4049 | 3315.4147 | 5659.0846 | 2804.1607 | 921.8192 | 716.3749
2024-08-31 09:00 | 1547.4707 | 2390.6832 | 3200.8905 | 8762.2121 | 3374.5202 | 5645.6485 | 2921.8932 | 913.4612 | 683.3327
2024-08-31 10:00 | 1533.2787 | 2368.4072 | 3161.7135 | 8584.0044 | 3298.124 | 5553.1934 | 2945.6917 | 891.0383 | 706.2121
2024-08-31 11:00 | 1470.6496 | 2334.644 | 3132.1218 | 8411.7781 | 3283.4631 | 5511.704 | 2891.9935 | 858.7228 | 737.3678
2024-08-31 12:00 | 1467.4929 | 2306.8147 | 3065.1924 | 8219.6329 | 3231.3221 | 5404.8819 | 2867.3254 | 827.0706 | 715.3059
2024-08-31 13:00 | 1483.0792 | 2296.5068 | 3097.5278 | 8092.5783 | 3110.3722 | 5385.9101 | 2856.6891 | 815.4458 | 721.9205
2024-08-31 14:00 | 1510.6911 | 2272.8518 | 3081.7469 | 8029.7362 | 3024.5875 | 5486.5702 | 2812.7314 | 818.3298 | 702.4159
2024-08-31 15:00 | 1568.3611 | 2362.8184 | 3171.9009 | 8205.5 | 3032.034 | 5630.2696 | 2781.2859 | 835.4674 | 660.4324
2024-08-31 16:00 | 1595.9461 | 2415.5512 | 3206.4805 | 8309.2047 | 3128.538 | 5725.5981 | 2759.7648 | 849.7493 | 708.3225
2024-08-31 17:00 | 1718.7154 | 2491.0683 | 3019.7277 | 8478.7141 | 3198.9934 | 5922.0628 | 2636.5588 | 873.8951 | 736.9979
2024-08-31 18:00 | 1892.9844 | 2694.6682 | 3136.1926 | 9057.8733 | 3258.8529 | 5982.9441 | 2629.9329 | 990.6108 | 830.2897
2024-08-31 19:00 | 1850.4566 | 2672.8335 | 3295.5517 | 9196.9126 | 3344.1941 | 5665.562 | 2700.8652 | 1000.2184 | 844.5293
2024-08-31 20:00 | 1681.0482 | 2459.7515 | 3221.6112 | 8737.2681 | 3138.8468 | 5287.2208 | 2755.1161 | 928.4941 | 775.6697
2024-08-31 21:00 | 1489.7371 | 2269.2046 | 3135.3963 | 7876.4776 | 2849.5037 | 4825.8689 | 2756.7338 | 848.3842 | 725.676
2024-08-31 22:00 | 1297.6281 | 2166.9303 | 2983.3803 | 6972.5028 | 2641.1725 | 4543.3882 | 2772.6502 | 803.0461 | 648.3358
2024-08-31 23:00 | 1139.9718 | 2067.6686 | 2895.9981 | 6241.4376 | 2348.5874 | 4362.8115 | 2742.0931 | 745.1882 | 622.1026
2024-09-01 | 1028.0027 | 2056.4134 | 2815.8911 | 5953.3783 | 2207.0289 | 4304.0164 | 2725.4341 | 707.492 | 617.5311
2024-09-01 01:00 | 980.7132 | 2058.857 | 2753.5641 | 5810.5162 | 2131.8848 | 4242.3694 | 2733.151 | 704.8867 | 644.2658
2024-09-01 02:00 | 925.3195 | 2050.8175 | 2713.8291 | 5836.3231 | 2113.1101 | 4278.3475 | 2692.8948 | 697.6218 | 631.54
2024-09-01 03:00 | 897.5337 | 2028.9277 | 2772.497 | 6139.8823 | 2200.1627 | 4047.7359 | 2671.8413 | 715.6091 | 590.4758
2024-09-01 04:00 | 981.0626 | 2136.7481 | 2759.5149 | 6665.4964 | 2319.8287 | 4380.2472 | 2632.6998 | 733.9368 | 614.7673
2024-09-01 05:00 | 1209.5451 | 2334.0497 | 2869.6541 | 7454.4933 | 2518.3361 | 4952.4248 | 2691.5731 | 845.8972 | 644.7102
2024-09-01 06:00 | 1558.1162 | 2370.49 | 2768.4325 | 8300.118 | 2957.6197 | 5396.832 | 2745.1585 | 951.4636 | 712.1214
2024-09-01 07:00 | 1484.2312 | 2307.7195 | 2796.9948 | 8662.7333 | 3164.8051 | 5354.0652 | 2821.9267 | 931.1616 | 753.3317
2024-09-01 08:00 | 1510.6455 | 2317.4872 | 3023.218 | 8765.5273 | 3225.7342 | 5680.1953 | 2839.0563 | 918.283 | 718.5144
2024-09-01 09:00 | 1483.9086 | 2304.1267 | 3147.591 | 8808.7912 | 3273.2035 | 5723.7832 | 2941.8537 | 901.0878 | 700.3576
2024-09-01 10:00 | 1365.5626 | 2322.8639 | 3154.1873 | 8733.4103 | 3207.856 | 5656.5118 | 2958.5241 | 887.3656 | 688.1146
2024-09-01 11:00 | 1376.2409 | 2326.8081 | 3147.2699 | 8590.7797 | 3188.2691 | 5666.7624 | 2972.4146 | 863.3861 | 699.8163
2024-09-01 12:00 | 1472.958 | 2329.1514 | 3140.0368 | 8238.9655 | 3084.3165 | 5610.0296 | 2924.5819 | 822.6225 | 704.5727
2024-09-01 13:00 | 1506.2601 | 2325.7482 | 3138.6146 | 8218.8805 | 3047.5312 | 5563.8438 | 2889.0773 | 801.2903 | 701.4978
2024-09-01 14:00 | 1483.5404 | 2315.7809 | 3100.3441 | 8193.4032 | 2959.6341 | 5526.0049 | 2840.2688 | 778.2694 | 699.5828
2024-09-01 15:00 | 1534.3519 | 2418.117 | 3099.8716 | 8312.031 | 3041.9039 | 5712.3065 | 2842.6818 | 807.4345 | 700.2943
2024-09-01 16:00 | 1686.9799 | 2476.2689 | 3103.5946 | 8420.1648 | 3086.3978 | 5769.7227 | 2845.5386 | 821.2271 | 746.4654
2024-09-01 17:00 | 1778.3176 | 2586.7927 | 3041.6531 | 8587.5082 | 3165.1288 | 5956.3685 | 2721.9648 | 845.3909 | 777.8867
2024-09-01 18:00 | 1916.5232 | 2780.2155 | 3205.2274 | 9133.9889 | 3306.4408 | 6181.4624 | 2760.3233 | 962.3685 | 828.4134
2024-09-01 19:00 | 1767.7224 | 2760.7388 | 3379.2566 | 9129.6033 | 3365.441 | 5852.4934 | 2827.5754 | 983.2354 | 743.7352
2024-09-01 20:00 | 1568.704 | 2570.4041 | 3285.2839 | 8539.3679 | 3206.7358 | 5424.511 | 2793.4481 | 899.2463 | 819.8315
2024-09-01 21:00 | 1297.3208 | 2388.6556 | 3129.4764 | 7859.6931 | 2953.8861 | 5053.7781 | 2819.8569 | 808.4018 | 777.7248
2024-09-01 22:00 | 1087.7385 | 2227.0423 | 2911.0802 | 6927.4506 | 2621.7789 | 4705.6993 | 2802.7575 | 737.7652 | 748.6334
2024-09-01 23:00 | 988.0614 | 2159.4188 | 2853.5102 | 6307.4067 | 2309.9862 | 4505.4186 | 2796.5547 | 679.6498 | 703.7127
2024-09-02 | 911.4623 | 2148.0048 | 2785.0858 | 5938.1118 | 2241.1896 | 4398.0924 | 2818.6972 | 655.9008 | 689.3664
2024-09-02 01:00 | 928.5915 | 2120.8719 | 2730.8098 | 5837.6612 | 2201.5359 | 4426.7216 | 2827.4712 | 652.7145 | 688.3439
2024-09-02 02:00 | 926.3992 | 2104.8396 | 2724.5438 | 5867.152 | 2163.8735 | 4467.2974 | 2754.2569 | 644.7595 | 688.84
2024-09-02 03:00 | 939.951 | 2132.8781 | 2609.195 | 6107.159 | 2145.1565 | 4566.719 | 2716.7536 | 651.871 | 668.3821
2024-09-02 04:00 | 1017.284 | 2218.3139 | 2704.6714 | 6582.8723 | 2237.9332 | 4820.0919 | 2706.5661 | 676.4796 | 653.9778
2024-09-02 05:00 | 1255.8827 | 2413.6014 | 2798.1172 | 7408.766 | 2499.7676 | 5303.0891 | 2692.2434 | 793.8178 | 719.1144
2024-09-02 06:00 | 1539.7322 | 2489.1109 | 2902.6079 | 8247.513 | 2863.1714 | 5641.2485 | 2791.1285 | 896.5478 | 749.0986
2024-09-02 07:00 | 1523.7448 | 2475.747 | 2926.082 | 8562.4174 | 3090.7931 | 5741.7704 | 2825.1786 | 879.8337 | 760.7234
2024-09-02 08:00 | 1547.2007 | 2489.9343 | 2979.5018 | 8631.687 | 3271.3848 | 5961.9148 | 2921.6591 | 889.0289 | 772.0952
2024-09-02 09:00 | 1557.5899 | 2534.1661 | 3125.9955 | 8746.5643 | 3320.9085 | 6021.1383 | 3045.3276 | 887.8108 | 745.7777
2024-09-02 10:00 | 1532.6792 | 2483.7377 | 3094.9684 | 8634.4779 | 3240.3722 | 5835.7016 | 3084.5454 | 870.9755 | 771.2065
2024-09-02 11:00 | 1543.6491 | 2510.7374 | 3120.7366 | 8528.7431 | 3206.5308 | 5943.6617 | 3126.4208 | 847.1671 | 753.8145
2024-09-02 12:00 | 1528.1268 | 2487.9139 | 3048.0942 | 8281.0712 | 3166.1303 | 5923.6768 | 3124.0707 | 809.2545 | 776.4944
2024-09-02 13:00 | 1520.5439 | 2477.6842 | 3106.9204 | 8171.4491 | 3001.6065 | 5981.7606 | 3091.6075 | 791.7435 | 743.2027
2024-09-02 14:00 | 1511.7105 | 2478.2387 | 3133.5668 | 7931.3883 | 2985.4893 | 5919.7734 | 3015.3148 | 786.4864 | 739.2201
2024-09-02 15:00 | 1541.4354 | 2561.9923 | 3117.3824 | 8024.696 | 2938.9342 | 6004.8903 | 3082.0981 | 805.4621 | 791.385
2024-09-02 16:00 | 1551.3854 | 2648.2339 | 3185.0448 | 8155.5752 | 2980.9417 | 6101.12 | 3020.136 | 831.856 | 787.8379
2024-09-02 17:00 | 1595.5779 | 2703.3867 | 3203.9393 | 8284.3724 | 2948.5312 | 6181.7557 | 2931.3262 | 839.9095 | 833.5617
2024-09-02 18:00 | 1746.3894 | 2839.3525 | 3284.1892 | 8825.1298 | 3000.6472 | 6239.3258 | 2891.0294 | 954.3783 | 892.9248
2024-09-02 19:00 | 1704.0789 | 2723.9473 | 3194.2461 | 8907.4697 | 3124.8051 | 5921.3235 | 2904.372 | 957.1896 | 897.0966
2024-09-02 20:00 | 1538.9812 | 2485.7458 | 2951.8029 | 8419.5114 | 2927.9111 | 5519.5344 | 2854.0104 | 885.1354 | 850.3661
2024-09-02 21:00 | 1357.2124 | 2344.5736 | 2837.6284 | 7852.375 | 2701.8908 | 5159.043 | 2879.1696 | 802.3344 | 774.9315
2024-09-02 22:00 | 1157.071 | 2254.8822 | 2742.413 | 7169.3136 | 2368.5683 | 4874.4444 | 2847.9677 | 744.41 | 717.129
2024-09-02 23:00 | 1043.0952 | 2185.4277 | 2616.052 | 6477.9029 | 2180.0154 | 4663.3852 | 2794.3343 | 671.0924 | 706.7777
2024-09-03 | 1000.2775 | 2172.3 | 2547.2778 | 6170.6912 | 2095.1387 | 4608.643 | 2758.8846 | 631.0333 | 679.6629
2024-09-03 01:00 | 984.6283 | 2199.1765 | 2589.3147 | 6087.4285 | 2018.9033 | 4535.424 | 2787.7345 | 628.0329 | 683.9853
2024-09-03 02:00 | 964.8307 | 2178.4031 | 2606.7493 | 6113.5985 | 2003.3052 | 4528.3972 | 2762.5433 | 622.1363 | 680.1201
2024-09-03 03:00 | 996.0677 | 2169.4618 | 2551.6657 | 6120.3764 | 2083.6878 | 4528.1749 | 2748.0985 | 618.2389 | 665.7267
2024-09-03 04:00 | 1064.9003 | 2221.0973 | 2686.9345 | 6357.7043 | 2163.7585 | 4711.4643 | 2797.8845 | 641.9104 | 680.6006
2024-09-03 05:00 | 1199.5971 | 2353.2942 | 3077.3887 | 6949.7867 | 2291.6514 | 5089.5299 | 2859.1018 | 702.6859 | 729.4962
2024-09-03 06:00 | 1382.9695 | 2374.9213 | 3066.0405 | 7431.5992 | 2476.4031 | 5319.5573 | 2808.0691 | 745.6963 | 766.6778
2024-09-03 07:00 | 1478.7743 | 2316.5882 | 2982.1682 | 7769.1066 | 2603.7181 | 5382.5516 | 2682.5346 | 778.437 | 668.3524
2024-09-03 08:00 | 1533.7607 | 2469.7075 | 3081.4266 | 8560.4118 | 2829.0892 | 5631.7105 | 2746.5113 | 829.8551 | 556.3939
2024-09-03 09:00 | 1523.7563 | 2531.7579 | 3218.14 | 8816.3608 | 2945.7301 | 5761.1667 | 2869.6606 | 827.807 | 476.4904
2024-09-03 10:00 | 1448.0337 | 2481.3897 | 3195.2583 | 8538.427 | 2896.152 | 5703.9733 | 2885.9014 | 793.2878 | 469.2912
2024-09-03 11:00 | 1403.8544 | 2462.5092 | 3125.554 | 8138.0767 | 2850.7248 | 5640.4251 | 2936.7647 | 770.3073 | 499.027
2024-09-03 12:00 | 1371.4878 | 2457.5292 | 2977.9429 | 7984.9357 | 2816.1033 | 5577.6986 | 2946.784 | 747.8895 | 478.1876
2024-09-03 13:00 | 1351.1839 | 2495.2208 | 3056.7958 | 7854.3299 | 2808.0942 | 5611.4583 | 2925.7252 | 746.4151 | 496.3283
2024-09-03 14:00 | 1334.3917 | 2498.1305 | 3046.842 | 7771.9771 | 2786.4656 | 5499.5607 | 2874.8161 | 774.3984 | 506.436
2024-09-03 15:00 | 1338.1595 | 2518.6303 | 3127.3392 | 7852.7636 | 2757.1759 | 5485.8147 | 2903.1273 | 806.5676 | 430.7211
2024-09-03 16:00 | 1361.5914 | 2573.4144 | 3154.5861 | 7932.2639 | 2770.1703 | 5689.2299 | 2888.615 | 825.9811 | 540.0231
2024-09-03 17:00 | 1432.7541 | 2640.9173 | 3211.0451 | 8009.922 | 2759.0111 | 5748.9815 | 2757.6274 | 852.6478 | 778.5041
2024-09-03 18:00 | 1651.7644 | 2788.0775 | 3256.6766 | 8508.9341 | 2814.6302 | 5949.9611 | 2745.6584 | 963.9001 | 914.659
2024-09-03 19:00 | 1588.8598 | 2715.1154 | 3247.2983 | 8628.7233 | 2918.813 | 5780.6732 | 2802.9627 | 971.4221 | 936.3708
2024-09-03 20:00 | 1401.181 | 2509.814 | 3153.3362 | 8398.293 | 2787.7707 | 5451.6854 | 2787.7952 | 908.7801 | 850.1618
2024-09-03 21:00 | 1215.2563 | 2300.9604 | 2949.7815 | 7799.2745 | 2521.7591 | 5063.4553 | 2769.7906 | 830.8726 | 787.8877
2024-09-03 22:00 | 1088.0803 | 2175.0769 | 2772.4274 | 7015.6157 | 2254.1726 | 4750.8979 | 2677.4411 | 755.5198 | 764.5208
2024-09-03 23:00 | 1012.6059 | 2084.0059 | 2724.7683 | 6381.4496 | 2083.9112 | 4460.3175 | 2640.5385 | 723.3004 | 739.0032
2024-09-04 | 963.168 | 2010.2655 | 2636.0335 | 6066.6431 | 1986.6022 | 4412.9159 | 2653.9428 | 703.0068 | 705.5229
2024-09-04 01:00 | 962.029 | 2025.8477 | 2616.1663 | 5942.6017 | 1900.6763 | 4417.6778 | 2671.2843 | 700.185 | 691.4269
2024-09-04 02:00 | 990.5797 | 2034.9703 | 2548.8927 | 5942.4648 | 1847.8943 | 4447.4654 | 2691.5211 | 698.3689 | 691.0734
2024-09-04 03:00 | 937.6555 | 2053.258 | 2595.6915 | 5922.0243 | 1903.1351 | 4436.5644 | 2660.9883 | 704.457 | 674.1201
2024-09-04 04:00 | 1013.1302 | 2144.9764 | 2709.5438 | 6226.296 | 1954.2332 | 4618.1535 | 2705.1558 | 727.5493 | 714.1019
2024-09-04 05:00 | 1119.9921 | 2270.1287 | 2847.2785 | 6823.524 | 2125.2933 | 5002.6998 | 2826.2293 | 765.5329 | 754.0405
2024-09-04 06:00 | 1251.6222 | 2219.1101 | 2829.4813 | 7248.5495 | 2262.357 | 5293.9123 | 2753.5466 | 780.2681 | 740.9706
2024-09-04 07:00 | 1356.811 | 2147.3727 | 2789.6818 | 7526.8794 | 2438.4173 | 5371.3502 | 2563.0874 | 786.6263 | 677.9694
2024-09-04 08:00 | 1434.5412 | 2278.9984 | 2906.7441 | 8095.2394 | 2764.2146 | 5532.0023 | 2608.0501 | 835.2736 | 554.7173
2024-09-04 09:00 | 1435.4616 | 2368.9614 | 2939.7902 | 8290.496 | 2874.7271 | 5613.0153 | 2691.7954 | 860.0877 | 489.1799
2024-09-04 10:00 | 1380.3782 | 2345.11 | 3003.1935 | 8123.6809 | 2919.0472 | 5464.3467 | 2742.0985 | 840.9949 | 569.6376
2024-09-04 11:00 | 1334.2273 | 2280.6687 | 2948.7552 | 7833.2073 | 2820.2527 | 5383.1557 | 2805.5107 | 797.1023 | 758.8255
2024-09-04 12:00 | 1319.4793 | 2272.7044 | 2928.0097 | 7622.1525 | 2725.0408 | 5368.1774 | 2783.6523 | 773.4985 | 750.178
2024-09-04 13:00 | 1289.5387 | 2272.4291 | 2938.8345 | 7494.2458 | 2672.7019 | 5390.7805 | 2795.4488 | 762.3251 | 710.2188
2024-09-04 14:00 | 1260.706 | 2259.2223 | 2893.1747 | 7342.73 | 2512.3828 | 5387.5123 | 2770.2827 | 737.2118 | 700.4585
2024-09-04 15:00 | 1276.4909 | 2280.2738 | 2942.1399 | 7374.0943 | 2508.0241 | 5415.9895 | 2850.8182 | 740.3495 | 711.0347
2024-09-04 16:00 | 1370.417 | 2374.2827 | 3022.7104 | 7655.2956 | 2530.5807 | 5278.9266 | 2861.8635 | 778.8974 | 669.0719
2024-09-04 17:00 | 1460.9369 | 2458.4914 | 3013.7896 | 7799.4015 | 2547.0502 | 5596.6708 | 2782.876 | 803.2284 | 687.9671
2024-09-04 18:00 | 1618.5639 | 2669.5116 | 3121.1875 | 8351.3947 | 2720.985 | 5814.6681 | 2782.3356 | 911.3779 | 773.7084
2024-09-04 19:00 | 1588.331 | 2638.8366 | 3135.1578 | 8470.1519 | 2901.3458 | 5628.1889 | 2788.3395 | 933.5883 | 810.2385
2024-09-04 20:00 | 1423.0523 | 2499.8082 | 3080.8096 | 8212.1952 | 2676.393 | 5343.2963 | 2795.6446 | 898.8783 | 766.495
2024-09-04 21:00 | 1220.3729 | 2340.0144 | 2995.3593 | 7514.7029 | 2496.5071 | 4945.1355 | 2850.464 | 822.8568 | 712.5648
2024-09-04 22:00 | 1074.3003 | 2245.3572 | 2849.6331 | 6748.6944 | 2222.1839 | 4672.1537 | 2843.4021 | 747.1419 | 650.5216
2024-09-04 23:00 | 928.9643 | 2121.9872 | 2645.7205 | 6123.58 | 2105.1259 | 4425.4498 | 2895.4149 | 702.3722 | 617.4795
2024-09-05 | 875.8381 | 2094.3766 | 2666.2207 | 5764.814 | 2020.8886 | 4362.2845 | 2917.1793 | 692.4642 | 584.5177
2024-09-05 01:00 | 875.1709 | 2120.5937 | 2711.118 | 5686.3573 | 1993.4766 | 4337.3642 | 2895.9184 | 700.065 | 624.196
2024-09-05 02:00 | 908.8285 | 2117.2432 | 2652.9886 | 5740.5956 | 1909.6733 | 4299.2002 | 2913.8932 | 693.2028 | 591.0287
2024-09-05 03:00 | 976.1506 | 2072.969 | 2567.2008 | 5947.2812 | 1930.5834 | 4372.2615 | 2842.6442 | 706.4123 | 614.6766
2024-09-05 04:00 | 1091.1969 | 2190.8854 | 2622.1915 | 6478.477 | 2024.2174 | 4638.5619 | 2781.5912 | 737.5566 | 607.9319
2024-09-05 05:00 | 1341.7425 | 2373.1825 | 2770.5095 | 7337.9608 | 2225.6648 | 5132.7242 | 2785.191 | 841.4984 | 661.4147
2024-09-05 06:00 | 1663.7364 | 2441.7931 | 2796.022 | 8185.4412 | 2676.1043 | 5508.6414 | 2807.4458 | 921.0508 | 731.6671
2024-09-05 07:00 | 1610.7458 | 2364.8323 | 2864.9238 | 8537.8747 | 2892.9524 | 5583.5963 | 2848.2132 | 905.8388 | 765.3515
2024-09-05 08:00 | 1591.6487 | 2426.9122 | 2920.7154 | 8835.11 | 3015.45 | 5674.3626 | 2941.844 | 930.5617 | 733.1453
2024-09-05 09:00 | 1657.6625 | 2458.3528 | 2986.9804 | 8762.8731 | 3058.6695 | 5641.9065 | 3014.2293 | 929.1914 | 812.2356
2024-09-05 10:00 | 1689.0154 | 2460.5821 | 3036.5369 | 8669.8476 | 3051.6879 | 5609.8289 | 2990.9822 | 925.0105 | 788.5643
2024-09-05 11:00 | 1691.2187 | 2505.6056 | 3101.1853 | 8577.0405 | 2972.8842 | 5721.8187 | 3043.1609 | 913.6954 | 819.4323
2024-09-05 12:00 | 1713.6738 | 2459.5972 | 3066.8215 | 8318.8628 | 2816.0525 | 5733.391 | 3060.1629 | 882.5371 | 778.5933
2024-09-05 13:00 | 1676.5567 | 2445.9602 | 3075.9297 | 8280.6995 | 2772.1928 | 5750.715 | 3090.446 | 869.4306 | 816.8016
2024-09-05 14:00 | 1671.0756 | 2444.5666 | 3040.4391 | 8254.8477 | 2825.6312 | 5747.3767 | 3064.3882 | 865.8616 | 778.2866
2024-09-05 15:00 | 1706.9613 | 2496.5951 | 3052.4777 | 8393.7667 | 2944.78 | 5922.1882 | 3049.6439 | 873.7838 | 784.2597
2024-09-05 16:00 | 1722.0003 | 2613.3346 | 3112.8007 | 8631.3352 | 2978.4767 | 6027.6008 | 3044.6896 | 900.8243 | 821.7542
2024-09-05 17:00 | 1696.0809 | 2712.949 | 3178.5671 | 8830.7167 | 2982.9651 | 5990.9231 | 2974.4928 | 908.3737 | 810.9501
2024-09-05 18:00 | 1885.3098 | 2928.4877 | 3312.9491 | 9421.1381 | 3067.2567 | 6206.478 | 2903.2827 | 1006.9146 | 800.3826
2024-09-05 19:00 | 1811.6475 | 2836.4211 | 3338.9573 | 9392.3604 | 3075.875 | 5991.28 | 2967.5601 | 1007.2877 | 805.0612
2024-09-05 20:00 | 1651.4299 | 2568.2907 | 3179.3162 | 8837.7913 | 2920.079 | 5521.9083 | 2982.2227 | 926.2511 | 836.2328
2024-09-05 21:00 | 1440.6697 | 2339.7516 | 3022.8328 | 8077.1728 | 2523.2179 | 5112.9126 | 2987.7903 | 842.8416 | 788.1292
2024-09-05 22:00 | 1276.2084 | 2234.081 | 2838.2045 | 7052.9365 | 2259.3454 | 4752.6673 | 2952.3169 | 800.2116 | 778.5548
2024-09-05 23:00 | 1232.5573 | 2156.6908 | 2791.0247 | 6356.8932 | 1970.5258 | 4545.6141 | 2889.1736 | 755.5761 | 705.5775
2024-09-06 | 1195.2925 | 2129.3116 | 2659.8523 | 6038.4857 | 1928.7953 | 4454.2413 | 2877.9419 | 726.5823 | 672.3984
2024-09-06 01:00 | 1193.4153 | 2096.541 | 2588.2449 | 5911.1812 | 1843.1419 | 4393.4774 | 2852.7665 | 723.8416 | 717.1608
2024-09-06 02:00 | 1186.5561 | 2079.5782 | 2610.8102 | 5928.3955 | 1838.1156 | 4407.2118 | 2822.4471 | 718.754 | 714.5582
2024-09-06 03:00 | 1157.0526 | 2077.0173 | 2587.1893 | 6102.7501 | 1892.7188 | 4409.9779 | 2784.1074 | 708.6193 | 677.2802
2024-09-06 04:00 | 1188.8455 | 2139.773 | 2603.0088 | 6653.4198 | 2005.9229 | 4655.1769 | 2723.7247 | 741.2588 | 655.8126
2024-09-06 05:00 | 1349.7304 | 2334.1531 | 2824.3374 | 7558.5988 | 2270.0491 | 5126.641 | 2778.6903 | 850.1015 | 653.3803
2024-09-06 06:00 | 1611.2808 | 2399.7985 | 2947.0355 | 8418.5414 | 2663.1755 | 5511.7541 | 2798.6756 | 933.1795 | 742.068
2024-09-06 07:00 | 1624.4858 | 2359.9108 | 2932.9136 | 8733.0242 | 2896.4637 | 5595.435 | 2826.9917 | 915.3421 | 763.3224
2024-09-06 08:00 | 1666.0717 | 2425.8339 | 2924.5851 | 8957.947 | 3101.4647 | 5682.5159 | 2961.1217 | 914.9164 | 809.1033
2024-09-06 09:00 | 1702.9988 | 2414.606 | 2923.161 | 8922.0276 | 3115.417 | 5735.821 | 3074.6049 | 903.8515 | 798.1141
2024-09-06 10:00 | 1669.4645 | 2364.9476 | 2957.059 | 8708.4865 | 3173.6082 | 5548.7985 | 3003.7384 | 871.512 | 725.5518
2024-09-06 11:00 | 1674.3532 | 2390.3017 | 2982.5016 | 8700.3188 | 3300.043 | 5688.0285 | 3061.0668 | 861.05 | 730.718
2024-09-06 12:00 | 1667.3359 | 2381.4409 | 2925.3815 | 8466.0572 | 3298.9781 | 5717.3909 | 3013.7683 | 828.6505 | 698.6547
2024-09-06 13:00 | 1659.4449 | 2333.6085 | 2997.2844 | 8349.0065 | 3273.3696 | 5692.5109 | 2971.0053 | 811.4794 | 701.3705
2024-09-06 14:00 | 1636.7866 | 2338.7565 | 2894.457 | 8245.5032 | 3240.0566 | 5668.5922 | 2952.6053 | 803.4784 | 720.7111
2024-09-06 15:00 | 1622.6076 | 2396.6073 | 2970.6914 | 8562.0083 | 3349.9301 | 5823.012 | 2972.0776 | 816.7293 | 773.382
2024-09-06 16:00 | 1610.021 | 2429.3177 | 3006.6178 | 8896.6299 | 3429.1386 | 5935.565 | 2933.2575 | 835.9042 | 779.5786
2024-09-06 17:00 | 1727.5077 | 2587.7924 | 3081.406 | 9117.2336 | 3385.5086 | 5915.2631 | 2855.4098 | 846.6719 | 736.6035
2024-09-06 18:00 | 1809.6695 | 2849.4949 | 3248.9885 | 9560.1862 | 3410.8713 | 6133.3606 | 2848.23 | 956.878 | 725.9764
2024-09-06 19:00 | 1699.8546 | 2786.2894 | 3254.8649 | 9489.6459 | 3364.5047 | 5853.6322 | 2956.3099 | 967.6974 | 833.8389
2024-09-06 20:00 | 1534.3962 | 2504.7107 | 3120.1731 | 8995.2312 | 3252.6876 | 5375.7375 | 2941.1923 | 890.1198 | 750.8068
2024-09-06 21:00 | 1299.956 | 2269.7041 | 2952.7085 | 8114.1942 | 2929.8097 | 4991.3767 | 2972.2875 | 811.6588 | 713.0709
2024-09-06 22:00 | 1065.6791 | 2139.4489 | 2707.4473 | 7057.1758 | 2672.0801 | 4764.1065 | 2955.8574 | 762.4575 | 696.874
2024-09-06 23:00 | 978.7422 | 2053.9057 | 2659.5382 | 6341.7905 | 2447.4897 | 4569.2948 | 2916.5324 | 711.9811 | 670.5046
2024-09-07 | 930.6074 | 2044.7894 | 2659.3337 | 6006.6524 | 2341.4696 | 4418.4451 | 2898.5862 | 686.5084 | 673.8267
2024-09-07 01:00 | 917.5307 | 2081.1139 | 2648.9962 | 5928.2172 | 2253.467 | 4364.4394 | 2925.4171 | 696.7499 | 651.1308
2024-09-07 02:00 | 889.4005 | 1996.0439 | 2614.4613 | 5951.6888 | 2293.3181 | 4302.447 | 2867.9215 | 683.5139 | 674.6503
2024-09-07 03:00 | 902.594 | 1996.8655 | 2612.8147 | 6208.68 | 2282.3358 | 4344.0712 | 2848.3972 | 686.0615 | 643.3869
2024-09-07 04:00 | 1027.1041 | 2119.4119 | 2681.3358 | 6766.5227 | 2387.5011 | 4621.4118 | 2805.9903 | 711.9962 | 632.146
2024-09-07 05:00 | 1282.9977 | 2292.733 | 2829.6277 | 7604.7753 | 2652.8403 | 5099.2411 | 2780.6416 | 825.3347 | 686.4993
2024-09-07 06:00 | 1567.8328 | 2342.1709 | 2824.6709 | 8370.5037 | 2986.6505 | 5467.3693 | 2854.4295 | 909.9817 | 722.5579
2024-09-07 07:00 | 1545.8838 | 2318.2175 | 2859.7508 | 8559.6409 | 3136.3386 | 5524.3991 | 2860.6662 | 905.1936 | 701.2955
2024-09-07 08:00 | 1616.2853 | 2301.1297 | 2942.4702 | 8723.6986 | 3216.0143 | 5623.7144 | 2954.9888 | 939.1544 | 717.1908
2024-09-07 09:00 | 1618.1981 | 2389.2575 | 3079.5236 | 8750.4682 | 3269.2445 | 5704.0574 | 3106.809 | 971.7711 | 662.4958
2024-09-07 10:00 | 1590.5742 | 2400.7869 | 3098.1397 | 8715.163 | 3233.3389 | 5674.1176 | 3132.7216 | 928.7421 | 637.2567
2024-09-07 11:00 | 1543.9821 | 2417.8444 | 3079.2482 | 8596.1153 | 3137.0285 | 5664.6386 | 3166.3702 | 921.2849 | 687.739
2024-09-07 12:00 | 1479.6159 | 2381.1628 | 3093.6439 | 8437.3939 | 3015.1101 | 5642.0988 | 3165.792 | 874.846 | 786.9378
2024-09-07 13:00 | 1447.8385 | 2349.1442 | 3101.349 | 8352.9014 | 3049.8808 | 5721.0848 | 3155.1091 | 875.2745 | 780.6453
2024-09-07 14:00 | 1484.9236 | 2358.2527 | 3093.314 | 8260.2145 | 3092.7913 | 5780.9735 | 3105.6619 | 864.7743 | 768.7371
2024-09-07 15:00 | 1557.1734 | 2441.8212 | 3133.1313 | 8417.6313 | 3190.7252 | 5883.5359 | 3123.3501 | 883.6668 | 762.3139
2024-09-07 16:00 | 1595.4383 | 2554.6066 | 3150.2909 | 8571.1648 | 3245.9578 | 5899.0499 | 3041.5634 | 919.3598 | 791.0531
2024-09-07 17:00 | 1644.0599 | 2609.3821 | 3177.2823 | 8627.6443 | 3252.8208 | 5837.2828 | 2996.7021 | 910.4208 | 800.7076
2024-09-07 18:00 | 1842.6994 | 2891.658 | 3255.9601 | 9048.1196 | 3373.3668 | 6071.5122 | 2946.4191 | 1012.6543 | 753.0847
2024-09-07 19:00 | 1735.9133 | 2791.479 | 3258.3207 | 9001.8599 | 3415.1542 | 5769.5072 | 2988.4457 | 1016.2651 | 884.6998
2024-09-07 20:00 | 1554.0262 | 2562.8136 | 3171.9081 | 8534.8307 | 3190.9862 | 5392.836 | 3022.0859 | 928.5417 | 831.2411
2024-09-07 21:00 | 1362.4657 | 2361.2947 | 3088.3329 | 7837.5725 | 2877.7808 | 5019.9175 | 3028.4231 | 853.1845 | 754.7081
2024-09-07 22:00 | 1146.2663 | 2245.6838 | 2946.8994 | 6906.8819 | 2579.2669 | 4646.5918 | 3031.852 | 785.4937 | 735.7309
2024-09-07 23:00 | 1049.1551 | 2214.9249 | 2835.3353 | 6391.1206 | 2318.278 | 4464.2571 | 2983.03 | 746.8271 | 686.5322
2024-09-08 | 1018.3565 | 2198.8448 | 2811.8455 | 6111.2933 | 2160.3309 | 4374.5845 | 2966.4328 | 741.7192 | 687.983
2024-09-08 01:00 | 1061.4932 | 2170.4231 | 2785.1617 | 5980.4557 | 2081.0645 | 4377.7036 | 2971.7732 | 741.8645 | 672.7681
2024-09-08 02:00 | 1088.6498 | 2171.1706 | 2746.322 | 5979.1975 | 1988.0487 | 4380.8209 | 2887.9196 | 734.8414 | 697.9639
2024-09-08 03:00 | 1060.81 | 2161.804 | 2633.0525 | 6154.5483 | 2027.0858 | 4434.4039 | 2824.7407 | 732.5249 | 683.6066
2024-09-08 04:00 | 1108.1594 | 2254.9687 | 2751.492 | 6813.1782 | 2141.0379 | 4751.1666 | 2842.2022 | 766.8059 | 652.7438
2024-09-08 05:00 | 1338.5719 | 2470.0982 | 2915.3552 | 7612.1689 | 2437.2072 | 5191.8972 | 2856.0264 | 876.1281 | 722.4072
2024-09-08 06:00 | 1586.251 | 2510.1565 | 2999.2537 | 8398.7982 | 2776.7624 | 5568.5638 | 2944.7762 | 962.035 | 765.7789
2024-09-08 07:00 | 1491.7722 | 2434.4321 | 2980.7881 | 8614.7168 | 2971.0999 | 5662.3939 | 3038.6075 | 929.7777 | 756.9282
2024-09-08 08:00 | 1539.7588 | 2503.7687 | 3096.3715 | 8757.6366 | 3036.1652 | 5875.0283 | 3129.8208 | 923.6232 | 742.448
2024-09-08 09:00 | 1536.102 | 2548.6571 | 3139.46 | 8711.2531 | 3183.1478 | 5934.5075 | 3126.9598 | 895.7771 | 803.3587
2024-09-08 10:00 | 1514.4474 | 2460.297 | 3151.3261 | 8668.8016 | 3177.4832 | 5882.017 | 3126.4366 | 883.7464 | 775.6849
2024-09-08 11:00 | 1523.8016 | 2473.55 | 3126.2783 | 8624.4701 | 3208.9113 | 5877.8245 | 3131.8553 | 869.4137 | 789.7147
2024-09-08 12:00 | 1537.8108 | 2464.29 | 3050.8202 | 8353.9056 | 3188.3092 | 5850.1207 | 3180.5373 | 854.3488 | 791.0601
2024-09-08 13:00 | 1547.1952 | 2414.6549 | 3155.4344 | 8297.9801 | 3122.3505 | 5833.9916 | 3160.0237 | 852.1074 | 762.1486
2024-09-08 14:00 | 1630.617 | 2394.0926 | 3101.0823 | 8318.1535 | 3160.0597 | 5788.8175 | 3070.2637 | 868.7371 | 779.2966
2024-09-08 15:00 | 1694.9614 | 2485.7859 | 3156.3445 | 8493.4711 | 3330.186 | 5807.0332 | 3084.7104 | 899.4822 | 813.5969
2024-09-08 16:00 | 1707.2553 | 2542.8438 | 3185.2438 | 8663.1892 | 3382.431 | 5971.8479 | 3100.179 | 902.3951 | 874.3353
2024-09-08 17:00 | 1692.7117 | 2652.2183 | 3283.4063 | 8709.119 | 3455.0705 | 5944.0183 | 3054.7728 | 914.0472 | 842.0048
2024-09-08 18:00 | 1851.2101 | 2877.8448 | 3412.0067 | 9007.0382 | 3466.6577 | 6152.4846 | 2988.6326 | 998.7081 | 900.3787
2024-09-08 19:00 | 1788.4915 | 2845.5048 | 3436.587 | 8961.1394 | 3454.9009 | 5930.1242 | 3017.4555 | 1006.517 | 960.0636
2024-09-08 20:00 | 1659.3136 | 2636.9555 | 3325.8389 | 8533.0434 | 3230.541 | 5606.2176 | 3027.2638 | 927.7972 | 887.1852
2024-09-08 21:00 | 1479.3764 | 2409.6154 | 3200.0374 | 7702.0984 | 2881.9014 | 5198.9417 | 3034.8297 | 836.379 | 820.0385
2024-09-08 22:00 | 1248.8594 | 2272.4065 | 2996.0622 | 6849.1003 | 2508.9455 | 4815.4584 | 3015.7701 | 782.0757 | 761.3635
2024-09-08 23:00 | 1132.5633 | 2193.0424 | 2893.0315 | 6303.5373 | 2278.6713 | 4567.0252 | 3003.0746 | 732.0884 | 756.8087
2024-09-09 | 1082.8888 | 2177.9912 | 2842.7128 | 6058.9709 | 2171.7115 | 4516.5199 | 3009.6597 | 721.0557 | 714.2704
2024-09-09 01:00 | 1052.7879 | 2192.6881 | 2814.5809 | 5993.9041 | 2082.376 | 4538.4488 | 2994.7239 | 721.3946 | 696.3232
2024-09-09 02:00 | 1013.9422 | 2165.2696 | 2819.5022 | 6031.1234 | 2070.2224 | 4534.1443 | 2935.6167 | 712.5038 | 678.8101
2024-09-09 03:00 | 1008.8773 | 2146.3624 | 2799.1238 | 6211.0122 | 2103.9036 | 4592.9487 | 2895.3309 | 702.2496 | 671.6256
2024-09-09 04:00 | 1092.6161 | 2220.7929 | 2866.9836 | 6797.1329 | 2289.4865 | 4827.8585 | 2841.4677 | 725.47 | 653.6341
2024-09-09 05:00 | 1333.6383 | 2445.4995 | 3017.9471 | 7585.3698 | 2571.5067 | 5300.6978 | 2865.7806 | 841.9387 | 711.6799
2024-09-09 06:00 | 1602.0799 | 2492.7205 | 3007.6069 | 8344.6185 | 2953.3302 | 5635.9615 | 2955.3443 | 920.16 | 786.4444
2024-09-09 07:00 | 1570.7527 | 2433.1273 | 3108.3227 | 8517.1784 | 3228.7661 | 5662.7801 | 2992.62 | 896.3337 | 768.4787
2024-09-09 08:00 | 1591.2436 | 2479.2575 | 3245.9194 | 8835.7617 | 3363.1746 | 5787.4709 | 3114.2828 | 912.2747 | 771.7413
2024-09-09 09:00 | 1598.6795 | 2549.7348 | 3369.6966 | 8864.2406 | 3462.1194 | 5851.8888 | 3214.3723 | 908.961 | 729.0879
2024-09-09 10:00 | 1604.0993 | 2543.9652 | 3395.1458 | 8832.606 | 3419.1536 | 5878.1904 | 3199.6295 | 898.9896 | 739.8779
2024-09-09 11:00 | 1579.5946 | 2518.7428 | 3440.3326 | 8646.7181 | 3315.5845 | 5843.4779 | 3276.8941 | 869.6325 | 843.4919
2024-09-09 12:00 | 1540.3189 | 2481.3669 | 3408.5616 | 8434.0461 | 3229.8324 | 5768.9247 | 3292.4751 | 843.741 | 839.1541
2024-09-09 13:00 | 1541.1248 | 2490.2856 | 3382.9416 | 8353.7968 | 3205.0115 | 5824.8713 | 3306.9337 | 841.9671 | 771.399
2024-09-09 14:00 | 1574.8623 | 2572.1567 | 3285.9492 | 8232.8277 | 3136.2932 | 5809.0462 | 3249.5698 | 841.1292 | 774.1529
2024-09-09 15:00 | 1605.248 | 2679.061 | 3260.1033 | 8293.0442 | 3136.6671 | 5926.1258 | 3211.7967 | 871.957 | 793.7531
2024-09-09 16:00 | 1640.3406 | 2745.7651 | 3337.8342 | 8379.6423 | 3082.1266 | 6052.8413 | 3202.35 | 884.1822 | 825.7548
2024-09-09 17:00 | 1701.7475 | 2790.5134 | 3300.7245 | 8374.1679 | 3184.2856 | 6050.9241 | 3141.464 | 889.5904 | 845.5561
2024-09-09 18:00 | 1918.3782 | 3018.1963 | 3387.9844 | 8589.3899 | 3257.841 | 6172.5433 | 3104.4597 | 980.7585 | 931.2667
2024-09-09 19:00 | 1819.7463 | 2922.0381 | 3322.4964 | 8409.6131 | 3353.4144 | 5920.9673 | 3124.5877 | 983.9054 | 951.3906
2024-09-09 20:00 | 1720.4163 | 2713.0107 | 3165.7126 | 8140.6466 | 3168.3908 | 5496.4547 | 3125.0045 | 915.7042 | 878.607
2024-09-09 21:00 | 1524.0663 | 2525.357 | 3095.1716 | 7446.2595 | 2939.1849 | 5120.1656 | 3077.8461 | 830.2732 | 786.3907
2024-09-09 22:00 | 1335.2044 | 2355.9432 | 2924.2164 | 6718.0591 | 2663.7793 | 4770.9798 | 2990.0212 | 762.8383 | 748.8755
2024-09-09 23:00 | 1219.0223 | 2271.9587 | 2829.0109 | 6247.0637 | 2391.15 | 4607.6194 | 2993.7788 | 712.0386 | 696.8028
2024-09-10 | 1135.5205 | 2215.5709 | 2803.5539 | 5989.3725 | 2322.6169 | 4477.1968 | 3007.7317 | 676.4531 | 683.1487
2024-09-10 01:00 | 1073.3006 | 2243.4706 | 2783.1867 | 5888.2033 | 2241.8818 | 4377.7382 | 3023.6002 | 668.5209 | 687.9833
2024-09-10 02:00 | 1050.9723 | 2247.4547 | 2799.3145 | 5796.3963 | 2150.672 | 4403.8398 | 3000.9514 | 667.125 | 676.6729
2024-09-10 03:00 | 1021.5746 | 2234.8913 | 2784.4993 | 5833.4826 | 2098.5179 | 4451.049 | 3008.982 | 673.7429 | 677.033
2024-09-10 04:00 | 1075.978 | 2312.2575 | 2815.6751 | 6203.5874 | 2206.7266 | 4679.0128 | 3070.6309 | 692.1606 | 691.6006
2024-09-10 05:00 | 1195.1894 | 2476.3229 | 2964.7003 | 6750.0992 | 2384.0719 | 5138.8134 | 3121.0841 | 743.0133 | 718.0007
2024-09-10 06:00 | 1376.3732 | 2503.562 | 3002.0356 | 7232.7977 | 2514.5756 | 5373.4361 | 3136.4758 | 801.7791 | 759.455
2024-09-10 07:00 | 1456.8253 | 2426.1306 | 2945.6332 | 7515.1914 | 2620.824 | 5408.8007 | 3055.125 | 825.172 | 749.8635
2024-09-10 08:00 | 1529.9162 | 2553.0195 | 3112.3195 | 8077.4156 | 2842.2641 | 5690.0736 | 3126.7459 | 858.1283 | 782.944
2024-09-10 09:00 | 1571.4472 | 2651.2724 | 3231.3926 | 8356.0699 | 3017.145 | 5822.4183 | 3222.5502 | 866.271 | 777.8014
2024-09-10 10:00 | 1525.577 | 2653.2851 | 3254.0101 | 8323.3919 | 2939.3371 | 5753.2586 | 3193.91 | 848.9119 | 799.7679
2024-09-10 11:00 | 1478.7648 | 2681.1335 | 3249.316 | 8103.9097 | 2857.1455 | 5712.0622 | 3166.4256 | 832.4368 | 797.5332
2024-09-10 12:00 | 1424.7014 | 2689.7273 | 3228.4179 | 7950.9127 | 2741.4537 | 5671.2683 | 3252.1313 | 815.5267 | 773.8436
2024-09-10 13:00 | 1370.2154 | 2615.9913 | 3230.2759 | 7748.9768 | 2674.8288 | 5588.2916 | 3237.1896 | 795.9881 | 842.9165
2024-09-10 14:00 | 1356.5235 | 2618.3818 | 3209.4831 | 7597.3396 | 2591.7472 | 5542.5757 | 3260.1174 | 808.8787 | 760.6511
2024-09-10 15:00 | 1406.1054 | 2632.2927 | 3204.8487 | 7652.6906 | 2554.895 | 5658.9116 | 3223.0104 | 881.8853 | 751.6312
2024-09-10 16:00 | 1460.151 | 2620.4868 | 3272.5667 | 7670.4145 | 2604.3057 | 5740.6846 | 3195.2101 | 843.771 | 816.2181
2024-09-10 17:00 | 1587.2941 | 2715.6717 | 3233.0533 | 7692.3142 | 2668.8157 | 5814.9657 | 3107.0569 | 829.0289 | 837.4198
2024-09-10 18:00 | 1775.8174 | 2897.5257 | 3310.789 | 7979.7123 | 2848.5092 | 5866.0216 | 3007.6383 | 920.8526 | 884.8274
2024-09-10 19:00 | 1665.4024 | 2865.541 | 3299.7216 | 7891.391 | 2943.3731 | 5581.5264 | 3021.4724 | 923.6541 | 842.9392
2024-09-10 20:00 | 1484.8894 | 2664.0625 | 3257.7679 | 7425.7483 | 2758.2822 | 5216.9193 | 2972.6853 | 846.4785 | 765.8149
2024-09-10 21:00 | 1301.3488 | 2441.2576 | 3130.758 | 6891.2676 | 2492.1234 | 4794.3562 | 2963.0685 | 761.4361 | 689.621
2024-09-10 22:00 | 1139.285 | 2313.5409 | 2962.7505 | 6264.1471 | 2269.1198 | 4504.8581 | 2915.0761 | 683.746 | 729.9272
2024-09-10 23:00 | 1039.9261 | 2223.067 | 2792.0478 | 5814.2936 | 2097.8394 | 4358.9971 | 2860.1563 | 666.4123 | 661.9486
2024-09-11 | 981.8054 | 2137.4642 | 2737.1738 | 5550.7361 | 1994.5825 | 4286.0966 | 2827.5424 | 641.2607 | 640.9302
2024-09-11 01:00 | 955.8381 | 2088.8304 | 2741.5574 | 5425.9199 | 1891.5962 | 4224.7548 | 2801.3949 | 631.6777 | 638.8175
2024-09-11 02:00 | 922.2145 | 2074.4386 | 2781.4878 | 5381.2128 | 1880.7988 | 4210.1871 | 2796.8694 | 617.5582 | 612.9111
2024-09-11 03:00 | 922.5826 | 2070.8801 | 2795.771 | 5498.3227 | 1846.7557 | 4256.9094 | 2821.5311 | 613.8071 | 614.0976
2024-09-11 04:00 | 947.9776 | 2156.1304 | 2888.6731 | 5830.3934 | 1934.9021 | 4513.1609 | 2902.0354 | 625.527 | 643.7403
2024-09-11 05:00 | 1022.6347 | 2317.4615 | 2952.1201 | 6330.3598 | 2196.4667 | 4893.7335 | 2966.5312 | 660.2305 | 687.0705
2024-09-11 06:00 | 1135.9118 | 2360.5568 | 2939.8299 | 6706.0595 | 2337.2053 | 5126.7071 | 2916.0951 | 691.7748 | 706.9665
2024-09-11 07:00 | 1247.577 | 2289.6442 | 2905.3271 | 6848.8289 | 2470.7496 | 5140.6963 | 2745.0761 | 715.6527 | 720.0662
2024-09-11 08:00 | 1346.5661 | 2389.4581 | 2943.1387 | 7347.1682 | 2731.5109 | 5288.5885 | 2761.0799 | 755.6633 | 760.7728
2024-09-11 09:00 | 1305.2317 | 2442.4843 | 3094.0726 | 7630.9555 | 2836.2054 | 5394.8799 | 2776.6874 | 770.8366 | 704.2323
2024-09-11 10:00 | 1261.5687 | 2439.1322 | 3074.1471 | 7603.0544 | 2890.207 | 5382.4066 | 2824.9335 | 777.2844 | 675.1936
2024-09-11 11:00 | 1226.0478 | 2415.83 | 3042.996 | 7483.3746 | 2849.9339 | 5317.8497 | 2894.4579 | 775.095 | 671.2415
2024-09-11 12:00 | 1205.8846 | 2407.5901 | 2983.1317 | 7424.5355 | 2778.2579 | 5304.6907 | 2912.4935 | 761.9956 | 686.9378
2024-09-11 13:00 | 1190.8157 | 2409.6312 | 3008.8578 | 7377.2 | 2658.2054 | 5327.1718 | 2931.2629 | 770.4183 | 713.4236
2024-09-11 14:00 | 1173.1306 | 2412.1774 | 2922.8015 | 7281.4535 | 2561.905 | 5292.9039 | 2913.7062 | 766.8871 | 707.3134
2024-09-11 15:00 | 1217.9788 | 2434.4991 | 2992.9529 | 7388.1185 | 2525.3882 | 5418.0054 | 2951.4185 | 765.4075 | 709.9651
2024-09-11 16:00 | 1265.7649 | 2457.236 | 2987.9249 | 7442.0513 | 2566.062 | 5415.0654 | 3014.6271 | 768.7387 | 778.9779
2024-09-11 17:00 | 1365.3326 | 2598.0469 | 3011.1023 | 7527.7749 | 2667.7522 | 5582.0722 | 2971.7613 | 793.8652 | 755.7941
2024-09-11 18:00 | 1588.0583 | 2885.3137 | 3142.0669 | 7960.3172 | 2897.0005 | 5724.4777 | 3002.9022 | 901.6626 | 849.2766
2024-09-11 19:00 | 1543.3181 | 2910.4193 | 3232.8053 | 8017.6978 | 3182.4465 | 5544.2688 | 3055.6055 | 916.5069 | 765.2749
2024-09-11 20:00 | 1332.6231 | 2716.5267 | 3153.8835 | 7554.0446 | 3052.7197 | 5210.2739 | 3066.6053 | 837.1252 | 807.5563
2024-09-11 21:00 | 1153.2937 | 2513.7489 | 2991.9986 | 6900.0422 | 2739.292 | 4827.6652 | 3158.8767 | 754.1819 | 779.8339
2024-09-11 22:00 | 1032.3816 | 2366.8924 | 2860.5147 | 6213.3979 | 2477.2997 | 4517.7182 | 3136.7959 | 683.7561 | 709.3642
2024-09-11 23:00 | 919.8228 | 2262.4988 | 2777.0012 | 5759.4658 | 2245.3343 | 4332.0851 | 3084.7716 | 655.0411 | 675.1541
2024-09-12 | 844.7494 | 2241.2203 | 2740.249 | 5568.4103 | 2120.9035 | 4320.7862 | 3045.0113 | 644.2883 | 672.5169
2024-09-12 01:00 | 819.0375 | 2235.5455 | 2714.8466 | 5505.5553 | 2150.0302 | 4258.7439 | 3016.1648 | 635.4146 | 668.295
2024-09-12 02:00 | 797.8164 | 2210.9123 | 2687.5938 | 5507.4592 | 2124.6559 | 4254.6196 | 3030.1754 | 630.8072 | 654.3637
2024-09-12 03:00 | 832.0562 | 2220.9838 | 2646.2829 | 5739.9064 | 2125.1428 | 4356.4877 | 2976.4478 | 630.3858 | 592.2635
2024-09-12 04:00 | 969.3811 | 2305.2127 | 2693.4392 | 6234.0059 | 2245.6404 | 4662.6167 | 2962.2833 | 655.4881 | 592.3608
2024-09-12 05:00 | 1261.9029 | 2505.0822 | 2797.5125 | 6998.9778 | 2522.2186 | 5138.7026 | 2983.6937 | 786.5997 | 657.7065
2024-09-12 06:00 | 1585.5576 | 2565.95 | 2857.5504 | 7834.5946 | 2927.0986 | 5614.3853 | 3055.8826 | 869.8221 | 732.5077
2024-09-12 07:00 | 1533.4709 | 2516.6225 | 2932.8926 | 8079.7794 | 3131.9204 | 5700.8544 | 3121.206 | 864.9403 | 691.9972
2024-09-12 08:00 | 1481.3005 | 2588.0933 | 3071.656 | 8405.9046 | 3224.4448 | 5823.4555 | 3154.91 | 890.3426 | 703.3079
2024-09-12 09:00 | 1453.4224 | 2648.2113 | 3180.1708 | 8504.1707 | 3284.4688 | 5877.1624 | 3235.7539 | 897.6759 | 726.202
2024-09-12 10:00 | 1465.9785 | 2536.2193 | 3298.2682 | 8534.3948 | 3281.5142 | 5839.6953 | 3236.3299 | 891.6121 | 695.7232
2024-09-12 11:00 | 1430.054 | 2535.9516 | 3279.9661 | 8418.6406 | 3214.517 | 5763.9904 | 3266.3303 | 868.0387 | 712.3471
2024-09-12 12:00 | 1355.3908 | 2486.2825 | 3138.6611 | 8155.9137 | 3082.2685 | 5635.3134 | 3201.265 | 838.2551 | 710.612
2024-09-12 13:00 | 1357.7036 | 2528.9007 | 3092.6413 | 8172.6135 | 3102.223 | 5719.3379 | 3178.1598 | 831.1445 | 723.3383
2024-09-12 14:00 | 1401.2936 | 2558.6464 | 3042.8455 | 8194.9303 | 3146.7502 | 5692.3526 | 3155.6085 | 837.1579 | 756.8212
2024-09-12 15:00 | 1473.3087 | 2602.9444 | 3070.2694 | 8255.8325 | 3154.3898 | 5792.5664 | 3171.2307 | 855.8417 | 767.9866
2024-09-12 16:00 | 1553.291 | 2676.8069 | 3027.4138 | 8357.9165 | 3344.9076 | 5913.2689 | 3196.7137 | 868.0242 | 832.6109
2024-09-12 17:00 | 1656.7101 | 2800.4676 | 3140.9157 | 8516.3652 | 3456.9483 | 6005.0927 | 3157.6005 | 864.3396 | 784.6508
2024-09-12 18:00 | 1809.8203 | 3034.3696 | 3357.0828 | 8800.8478 | 3468.9355 | 6207.4798 | 3129.8583 | 956.5496 | 844.4626
2024-09-12 19:00 | 1765.9889 | 3008.8664 | 3380.517 | 8691.606 | 3529.8069 | 5949.3152 | 3217.7258 | 959.6161 | 829.3781
2024-09-12 20:00 | 1585.7835 | 2778.1133 | 3308.427 | 8256.0605 | 3318.4322 | 5574.9297 | 3269.068 | 880.5306 | 764.4083
2024-09-12 21:00 | 1393.3718 | 2508.0018 | 3145.3848 | 7502.7762 | 2950.9674 | 5127.7592 | 3271.1087 | 792.8249 | 722.4709
2024-09-12 22:00 | 1200.3957 | 2388.8843 | 3071.5027 | 6667.4732 | 2570.387 | 4710.4488 | 3114.2037 | 726.0521 | 698.7701
2024-09-12 23:00 | 1072.8909 | 2229.2418 | 2879.5076 | 6068.8125 | 2357.1347 | 4495.8311 | 3064.648 | 676.1476 | 618.8235
2024-09-13 | 989.608 | 2174.3194 | 2812.2147 | 5799.9805 | 2258.2792 | 4394.5656 | 3059.2513 | 657.6594 | 603.3263
2024-09-13 01:00 | 1039.8506 | 2203.0572 | 2723.0883 | 5810.6705 | 2162.5936 | 4370.9799 | 3068.3902 | 655.7682 | 614.8762
2024-09-13 02:00 | 1024.7086 | 2188.4831 | 2634.0715 | 5761.0473 | 2171.0883 | 4396.4093 | 2966.6747 | 652.8703 | 600.4908
2024-09-13 03:00 | 1037.9756 | 2191.2396 | 2568.2956 | 5975.037 | 2148.5176 | 4469.1104 | 2931.9545 | 660.6658 | 573.1063
2024-09-13 04:00 | 1131.824 | 2334.391 | 2523.3241 | 6493.7281 | 2225.1111 | 4752.9818 | 2979.3437 | 689.2049 | 584.1926
2024-09-13 05:00 | 1359.5205 | 2523.5707 | 2712.4794 | 7175.6538 | 2556.8973 | 5214.5665 | 2965.9176 | 792.8892 | 658.3532
2024-09-13 06:00 | 1598.6563 | 2562.7793 | 2939.5716 | 7911.0304 | 2972.2962 | 5610.1689 | 3024.204 | 864.6589 | 732.6268
2024-09-13 07:00 | 1528.2825 | 2511.1359 | 2978.3023 | 8037.622 | 3126.0791 | 5752.105 | 3045.0505 | 831.5152 | 720.8776
2024-09-13 08:00 | 1517.214 | 2510.8461 | 3043.5673 | 8236.193 | 3222.2241 | 5850.7632 | 3052.4855 | 831.5731 | 706.2466
2024-09-13 09:00 | 1520.1285 | 2599.1708 | 3098.9483 | 8396.3816 | 3286.536 | 5777.9477 | 3063.1226 | 836.8826 | 707.3109
2024-09-13 10:00 | 1452.1816 | 2538.6151 | 3197.0636 | 8289.9979 | 3217.3534 | 5493.0225 | 3039.6155 | 837.8523 | 775.3
2024-09-13 11:00 | 1438.8598 | 2510.7894 | 3184.497 | 8135.8353 | 3163.6969 | 5659.3337 | 3043.2976 | 757.612 | 735.5717
2024-09-13 12:00 | 1417.6866 | 2495.6602 | 3132.4292 | 8032.8225 | 3090.9543 | 5581.458 | 3027.9006 | 696.9232 | 758.8809
2024-09-13 13:00 | 1414.2279 | 2434.8604 | 3136.46 | 8057.3729 | 2993.4008 | 5564.5921 | 2965.8855 | 787.442 | 767.8017
2024-09-13 14:00 | 1443.8571 | 2407.7204 | 3076.4759 | 8011.3166 | 3051.9294 | 5552.5854 | 2960.8304 | 806.8587 | 752.3734
2024-09-13 15:00 | 1590.5301 | 2517.3575 | 3215.1655 | 8242.0582 | 3149.9723 | 5539.1214 | 2988.772 | 833.7436 | 823.7919
2024-09-13 16:00 | 1597.436 | 2603.2808 | 3210.4512 | 8453.0232 | 3142.8771 | 5668.5061 | 3014.6047 | 847.8641 | 858.8359
2024-09-13 17:00 | 1657.2292 | 2707.8239 | 3263.8057 | 8429.3081 | 3211.2968 | 5803.9098 | 3026.4392 | 851.0645 | 830.6846
2024-09-13 18:00 | 1778.3003 | 2953.9798 | 3363.0623 | 8629.6007 | 3361.6456 | 5931.9856 | 2975.942 | 908.6747 | 877.0817
2024-09-13 19:00 | 1660.6348 | 2975.7107 | 3361.5374 | 8583.0617 | 3438.4619 | 5809.2266 | 3069.0341 | 904.1061 | 845.0286
2024-09-13 20:00 | 1501.1737 | 2770.8845 | 3244.9271 | 8157.8106 | 3219.0042 | 5514.5087 | 3075.5491 | 839.1268 | 792.2006
2024-09-13 21:00 | 1283.4418 | 2593.7257 | 3096.3928 | 7445.442 | 2932.2808 | 5072.4298 | 3085.8868 | 756.0465 | 764.5056
2024-09-13 22:00 | 1091.9729 | 2436.2092 | 2957.9219 | 6677.3421 | 2576.7843 | 4724.0474 | 3033.0988 | 703.7419 | 713.4943
2024-09-13 23:00 | 996.2458 | 2319.1214 | 2802.6761 | 6107.0883 | 2325.7069 | 4550.1956 | 2975.0362 | 665.412 | 695.3212
2024-09-14 | 948.6797 | 2273.4993 | 2746.4084 | 5904.8397 | 2163.8491 | 4444.3011 | 3002.6788 | 661.8847 | 672.1392
2024-09-14 01:00 | 912.4414 | 2240.7478 | 2722.3517 | 5782.8462 | 2163.231 | 4366.5623 | 2991.5372 | 648.931 | 695.9861
2024-09-14 02:00 | 904.3417 | 2210.2311 | 2698.0766 | 5786.6265 | 2139.5097 | 4383.1214 | 2994.4054 | 652.7941 | 680.1149
2024-09-14 03:00 | 877.151 | 2226.2849 | 2699.3093 | 5984.8243 | 2203.4107 | 4420.7197 | 2924.9349 | 641.4442 | 681.9815
2024-09-14 04:00 | 946.2977 | 2323.2954 | 2846.9993 | 6485.8649 | 2323.5957 | 4737.491 | 2943.4686 | 676.0998 | 628.6874
2024-09-14 05:00 | 1179.2857 | 2558.2825 | 2976.5318 | 7267.1286 | 2627.724 | 5243.5793 | 2990.1658 | 789.9569 | 671.568
2024-09-14 06:00 | 1437.4543 | 2578.9646 | 3068.5676 | 8045.4649 | 2976.6191 | 5593.9541 | 2934.2367 | 850.517 | 764.3592
2024-09-14 07:00 | 1419.2445 | 2491.0164 | 3032.824 | 8174.9713 | 3165.6157 | 5739.3213 | 2986.386 | 824.1047 | 730.4007
2024-09-14 08:00 | 1426.3978 | 2546.2343 | 3032.7663 | 8338.285 | 3257.9273 | 5895.0986 | 3081.9941 | 826.9477 | 769.7072
2024-09-14 09:00 | 1460.2025 | 2568.6092 | 3151.0714 | 8396.9177 | 3345.8473 | 5768.9621 | 3144.0282 | 834.1549 | 804.0253
2024-09-14 10:00 | 1476.2383 | 2475.9952 | 3324.4892 | 8288.7482 | 3222.5216 | 5728.1814 | 3167.9504 | 830.8491 | 815.7961
2024-09-14 11:00 | 1471.486 | 2484.2212 | 3300.2875 | 8297.7406 | 3180.9041 | 5763.294 | 3096.6431 | 832.6959 | 824.7178
2024-09-14 12:00 | 1447.913 | 2482.7433 | 3204.2554 | 8120.382 | 3164.0821 | 5666.4622 | 3114.0685 | 815.1031 | 808.1247
2024-09-14 13:00 | 1435.126 | 2411.5623 | 3199.5528 | 8093.6326 | 3109.3265 | 5623.1986 | 3172.4687 | 809.679 | 806.0049
2024-09-14 14:00 | 1480.6017 | 2414.8586 | 3210.0277 | 8068.5608 | 3219.7174 | 5510.8495 | 3127.5299 | 812.9518 | 783.7945
2024-09-14 15:00 | 1599.9134 | 2517.487 | 3296.3618 | 8315.5793 | 3218.8017 | 5510.5601 | 3087.5043 | 823.1697 | 802.3192
2024-09-14 16:00 | 1700.9142 | 2625.1132 | 3225.9537 | 8556.0457 | 3278.0771 | 5706.5548 | 3120.839 | 834.6508 | 876.0159
2024-09-14 17:00 | 1785.8815 | 2739.6774 | 3295.2878 | 8602.4381 | 3281.7286 | 5884.7065 | 3121.0016 | 846.7402 | 778.8131
2024-09-14 18:00 | 1837.7784 | 2993.6067 | 3475.5249 | 8934.3284 | 3343.2211 | 6090.2568 | 3111.7412 | 935.5039 | 816.1458
2024-09-14 19:00 | 1695.4427 | 2947.1481 | 3497.7624 | 8820.7614 | 3317.9033 | 5791.8599 | 3167.6172 | 942.0636 | 880.2541
2024-09-14 20:00 | 1549.6133 | 2801.5983 | 3450.916 | 8374.0907 | 3197.646 | 5447.0045 | 3192.6794 | 879.9018 | 834.9116
2024-09-14 21:00 | 1375.9751 | 2529.3454 | 3270.1468 | 7559.6353 | 2976.0558 | 5066.8457 | 3208.1057 | 793.0376 | 788.2355
2024-09-14 22:00 | 1195.7505 | 2424.5765 | 3048.9831 | 6790.7847 | 2630.7079 | 4764.9203 | 3165.9774 | 725.2114 | 681.6327
2024-09-14 23:00 | 1074.2493 | 2333.8209 | 2973.8648 | 6126.6664 | 2392.0789 | 4504.6489 | 3090.1858 | 676.8717 | 647.0557
2024-09-15 | 1016.8786 | 2259.2385 | 2943.5204 | 5825.9496 | 2259.5261 | 4404.5146 | 3082.6917 | 657.7462 | 627.5407
2024-09-15 01:00 | 981.468 | 2261.1185 | 2925.3734 | 5764.1343 | 2222.1771 | 4376.9389 | 3053.174 | 651.9945 | 638.1831
2024-09-15 02:00 | 966.0933 | 2271.2141 | 2910.335 | 5833.2641 | 2110.5803 | 4342.842 | 3027.2186 | 652.7444 | 630.3216
2024-09-15 03:00 | 960.8449 | 2242.6045 | 2902.1516 | 6079.9495 | 2123.1164 | 4441.4847 | 2985.6915 | 655.6151 | 626.9798
2024-09-15 04:00 | 1048.1688 | 2346.7502 | 2922.5433 | 6539.8648 | 2301.7598 | 4728.4926 | 3001.9302 | 672.9347 | 641.4969
2024-09-15 05:00 | 1286.2871 | 2562.8695 | 3032.5769 | 7381.3792 | 2588.7851 | 5291.1909 | 3053.3335 | 793.8067 | 661.6283
2024-09-15 06:00 | 1590.9619 | 2555.9264 | 3098.7846 | 8144.2359 | 2973.4263 | 5648.1935 | 3098.8551 | 861.7279 | 750.8141
2024-09-15 07:00 | 1565.8742 | 2488.6913 | 3055.0601 | 8275.9721 | 3053.0796 | 5692.5858 | 3153.0076 | 837.5889 | 789.53
2024-09-15 08:00 | 1570.5484 | 2540.7907 | 3185.6108 | 8477.8965 | 3135.114 | 5911.0318 | 3224.6888 | 852.2962 | 760.8009
2024-09-15 09:00 | 1585.384 | 2548.6926 | 3317.3268 | 8577.6548 | 3144.072 | 5823.3876 | 3305.5978 | 853.7755 | 699.1619
2024-09-15 10:00 | 1595.2908 | 2515.7479 | 3211.9975 | 8486.8894 | 3043.299 | 5682.7164 | 3332.7736 | 836.4621 | 702.4396
2024-09-15 11:00 | 1589.803 | 2501.0479 | 3202.166 | 8436.1365 | 3035.3746 | 5646.3145 | 3323.7411 | 830.1456 | 741.0032
2024-09-15 12:00 | 1561.9683 | 2488.6951 | 3185.1237 | 8257.5765 | 3008.4029 | 5719.2783 | 3292.4059 | 808.8986 | 711.3039
2024-09-15 13:00 | 1543.8093 | 2509.7369 | 3131.4588 | 8313.6137 | 3009.5892 | 5794.314 | 3257.3289 | 806.935 | 699.7202
2024-09-15 14:00 | 1548.6139 | 2539.5535 | 3195.0861 | 8203.5103 | 3030.8682 | 5797.5659 | 3238.8829 | 817.4737 | 699.151
2024-09-15 15:00 | 1636.4523 | 2573.7451 | 3305.2326 | 8433.6844 | 3082.917 | 5945.9189 | 3247.0833 | 840.2899 | 733.8117
2024-09-15 16:00 | 1694.7927 | 2646.1769 | 3293.1263 | 8578.0133 | 3196.7876 | 6071.8274 | 3199.4209 | 856.9258 | 796.0821
2024-09-15 17:00 | 1787.2466 | 2729.4356 | 3328.5926 | 8614.719 | 3204.4911 | 6065.6127 | 3203.2772 | 867.8156 | 801.8335
2024-09-15 18:00 | 1907.5457 | 2987.5615 | 3436.2606 | 8917.1433 | 3234.0908 | 6085.7888 | 3121.7351 | 934.3572 | 882.4421
2024-09-15 19:00 | 1813.6237 | 2986.5089 | 3485.7943 | 8803.7196 | 3306.9396 | 5816.5344 | 3190.4065 | 950.5415 | 931.7005
2024-09-15 20:00 | 1678.6737 | 2795.2203 | 3418.2422 | 8297.9147 | 3179.0234 | 5366.7974 | 3197.5426 | 874.1265 | 885.061
2024-09-15 21:00 | 1484.0081 | 2609.8912 | 3221.7239 | 7625.5207 | 2707.6753 | 5068.1481 | 3221.3944 | 793.6275 | 817.6019
2024-09-15 22:00 | 1284.0788 | 2469.4582 | 3071.7671 | 6875.0807 | 2390.4916 | 4682.6341 | 3131.6271 | 738.0222 | 773.0148
2024-09-15 23:00 | 1167.9348 | 2379.1992 | 2996.2917 | 6294.2966 | 2159.0673 | 4472.6099 | 3113.9033 | 679.241 | 729.62
2024-09-16 | 1093.0654 | 2327.5319 | 2935.9568 | 5979.4518 | 2057.2074 | 4336.6776 | 3085.782 | 652.0104 | 702.7264
2024-09-16 01:00 | 1056.8555 | 2344.2765 | 2893.4648 | 5898.5626 | 2045.2951 | 4292.3662 | 3050.6687 | 650.2256 | 689.0044
2024-09-16 02:00 | 1013.5255 | 2304.9388 | 2879.6634 | 5845.552 | 2017.5512 | 4264.0694 | 2998.7922 | 654.5576 | 667.5005
2024-09-16 03:00 | 984.22 | 2269.2591 | 2826.7163 | 5990.5904 | 2049.9687 | 4344.2333 | 2944.193 | 652.0346 | 674.285
2024-09-16 04:00 | 1061.516 | 2382.0328 | 2848.4696 | 6499.7303 | 2153.8998 | 4684.6864 | 2971.4174 | 687.6606 | 704.3163
2024-09-16 05:00 | 1308.4396 | 2597.6097 | 3028.1082 | 7321.4319 | 2413.3181 | 5195.8372 | 3021.1238 | 793.5697 | 764.0122
2024-09-16 06:00 | 1589.2285 | 2613.6036 | 3158.3868 | 8075.0415 | 2799.3251 | 5652.1957 | 3090.3607 | 857.1208 | 833.6769
2024-09-16 07:00 | 1518.1835 | 2522.3421 | 3171.7861 | 8175.4357 | 2951.7808 | 5767.0166 | 3070.7661 | 825.2106 | 808.0057
2024-09-16 08:00 | 1555.2901 | 2605.9764 | 3247.9594 | 8414.8453 | 3170.0833 | 5981.3717 | 3199.4253 | 846.51 | 815.9764
2024-09-16 09:00 | 1577.6417 | 2670.2537 | 3304.1605 | 8615.2417 | 3318.098 | 5949.4695 | 3365.9046 | 845.7946 | 765.6989
2024-09-16 10:00 | 1561.7145 | 2652.7045 | 3358.1838 | 8639.8586 | 3246.3939 | 5933.215 | 3318.5946 | 844.6885 | 756.9326
2024-09-16 11:00 | 1528.033 | 2610.4329 | 3348.8859 | 8500.9341 | 3155.0986 | 5858.7915 | 3306.6606 | 831.6406 | 843.558
2024-09-16 12:00 | 1506.091 | 2614.6292 | 3311.8321 | 8320.3416 | 3130.0854 | 5796.8102 | 3314.3375 | 800.2059 | 900.1363
2024-09-16 13:00 | 1481.9929 | 2593.5799 | 3356.4658 | 8288.3974 | 3059.6564 | 5808.4406 | 3334.5419 | 795.2389 | 877.9476
2024-09-16 14:00 | 1486.995 | 2592.5774 | 3297.6816 | 8127.1395 | 3046.2724 | 5753.8404 | 3260.5089 | 799.7276 | 879.1375
2024-09-16 15:00 | 1534.1919 | 2704.0409 | 3355.5244 | 8229.2307 | 3036.331 | 5707.7028 | 3316.0767 | 830.3688 | 912.8164
2024-09-16 16:00 | 1623.1502 | 2757.7874 | 3338.9623 | 8197.0763 | 2965.4046 | 5774.9957 | 3278.2528 | 852.1496 | 960.1847
2024-09-16 17:00 | 1706.5035 | 2811.8173 | 3348.4206 | 8113.1795 | 3063.0156 | 5905.4462 | 3196.6241 | 842.9697 | 860.4839
2024-09-16 18:00 | 1880.7974 | 3011.688 | 3459.9512 | 8425.3491 | 3163.7051 | 5957.829 | 3177.731 | 897.5685 | 940.8492
2024-09-16 19:00 | 1702.2916 | 2986.0405 | 3461.2943 | 8380.8191 | 3115.5857 | 5751.8857 | 3233.9795 | 908.9991 | 888.6133
2024-09-16 20:00 | 1532.8392 | 2788.4261 | 3392.2431 | 7937.2628 | 2918.9731 | 5352.5767 | 3185.9989 | 851.0059 | 934.0291
2024-09-16 21:00 | 1339.7734 | 2599.9111 | 3292.3068 | 7334.1385 | 2682.7058 | 5026.2494 | 3152.3955 | 777.7993 | 870.9115
2024-09-16 22:00 | 1154.9295 | 2434.6933 | 3132.0533 | 6713.8794 | 2369.1247 | 4664.1545 | 3061.4712 | 725.6827 | 809.8907
2024-09-16 23:00 | 1032.0812 | 2306.6955 | 3036.144 | 6260.2395 | 2144.0787 | 4517.9613 | 3027.4051 | 673.0592 | 759.3705
2024-09-17 | 982.5342 | 2265.9678 | 2980.0632 | 5969.9136 | 2065.411 | 4365.6626 | 3039.6965 | 648.7599 | 764.1572
2024-09-17 01:00 | 977.4487 | 2214.9311 | 2933.8077 | 5868.0895 | 2001.3653 | 4280.7786 | 3052.6779 | 637.5494 | 736.5493
2024-09-17 02:00 | 940.987 | 2209.7977 | 2915.8252 | 5801.5065 | 1970.9764 | 4298.0645 | 3045.9416 | 635.2145 | 706.8065
2024-09-17 03:00 | 936.5736 | 2218.9259 | 2903.4901 | 5914.8117 | 1974.48 | 4331.7599 | 2977.7165 | 647.906 | 740.4019
2024-09-17 04:00 | 1122.9039 | 2308.204 | 2988.167 | 6111.4209 | 2089.4307 | 4533.5818 | 3058.7353 | 665.3103 | 745.9843
2024-09-17 05:00 | 1308.2071 | 2461.1582 | 3091.0543 | 6656.003 | 2201.6445 | 4937.0151 | 3137.1264 | 731.4954 | 823.7632
2024-09-17 06:00 | 1492.2665 | 2498.6243 | 3072.378 | 7107.2761 | 2371.0843 | 5191.8254 | 3124.1529 | 771.0958 | 847.025
2024-09-17 07:00 | 1567.4063 | 2457.8581 | 3000.8815 | 7403.8578 | 2491.8557 | 5214.8843 | 2984.4363 | 776.4656 | 852.9297
2024-09-17 08:00 | 1694.2297 | 2553.2859 | 3058.8508 | 7862.1979 | 2694.4755 | 5520.871 | 3069.3931 | 822.1705 | 926.2677
2024-09-17 09:00 | 1709.5724 | 2615.7572 | 3179.4623 | 8034.8251 | 2831.5846 | 5613.9529 | 3205.43 | 825.3984 | 844.4643
2024-09-17 10:00 | 1650.9387 | 2633.8778 | 3292.5785 | 7996.3837 | 2779.657 | 5494.6784 | 3218.6224 | 819.8761 | 832.4353
2024-09-17 11:00 | 1567.3872 | 2600.9813 | 3245.9038 | 7846.2494 | 2711.1029 | 5378.6597 | 3248.3008 | 793.1077 | 881.2293
2024-09-17 12:00 | 1527.4481 | 2570.2955 | 3262.3367 | 7714.5724 | 2661.3044 | 5328.109 | 3220.5648 | 760.7466 | 885.1738
2024-09-17 13:00 | 1500.7631 | 2583.8356 | 3263.0046 | 7748.0896 | 2643.8546 | 5296.0663 | 3230.2499 | 767.3006 | 873.309
2024-09-17 14:00 | 1400.5163 | 2573.5415 | 3292.2797 | 7655.8689 | 2604.1472 | 5235.1843 | 3245.4101 | 761.1233 | 897.1795
2024-09-17 15:00 | 1342.9097 | 2575.3647 | 3330.8131 | 7690.8264 | 2567.5519 | 5259.0952 | 3183.4999 | 768.3153 | 911.784
2024-09-17 16:00 | 1353.5947 | 2697.6381 | 3401.0217 | 7828.5396 | 2577.3627 | 5331.9881 | 3216.0533 | 799.5555 | 939.9933
2024-09-17 17:00 | 1446.4251 | 2801.1353 | 3441.4756 | 7925.4552 | 2554.0342 | 5289.8311 | 3194.186 | 826.8457 | 858.4157
2024-09-17 18:00 | 1544.6967 | 3076.5913 | 3592.9815 | 8382.4574 | 2722.2085 | 5294.079 | 3287.9557 | 935.4449 | 857.0303
2024-09-17 19:00 | 1535.1758 | 3042.546 | 3260.1279 | 8415.8437 | 3017.3303 | 5236.9545 | 3326.3141 | 944.4565 | 1024.5142
2024-09-17 20:00 | 1440.8033 | 2863.2357 | 3195.3888 | 8019.2631 | 2817.6176 | 4996.6946 | 3299.693 | 881.7129 | 948.3406
2024-09-17 21:00 | 1294.2965 | 2645.026 | 3094.653 | 7303.8701 | 2523.7007 | 4550.9786 | 3164.7962 | 784.7429 | 888.6027
2024-09-17 22:00 | 1144.8172 | 2470.5901 | 3054.3855 | 6612.6587 | 2249.0052 | 4227.129 | 3056.0451 | 700.8315 | 844.3884
2024-09-17 23:00 | 992.7085 | 2323.4414 | 2985.1185 | 6215.8814 | 2031.709 | 3973.6898 | 2992.2331 | 681.5678 | 847.862
2024-09-18 | 897.3714 | 2258.9435 | 2893.1404 | 5939.4882 | 1926.7168 | 3905.6873 | 2932.779 | 663.7049 | 803.8486
2024-09-18 01:00 | 875.9918 | 2248.6316 | 2933.9155 | 5974.2741 | 1911.6881 | 3888.7753 | 2870.8431 | 670.4225 | 822.809
2024-09-18 02:00 | 860.3363 | 2236.4473 | 2907.5998 | 5888.8484 | 1867.7504 | 4010.0938 | 2930.4696 | 671.5902 | 733.9242
2024-09-18 03:00 | 858.9667 | 2216.0307 | 2915.9386 | 5884.7314 | 1869.3241 | 4019.9788 | 2952.4827 | 679.3696 | 779.3838
2024-09-18 04:00 | 903.0912 | 2306.8053 | 3052.1571 | 6145.3187 | 2013.8409 | 4289.6311 | 3063.429 | 692.5098 | 757.8118
2024-09-18 05:00 | 992.8396 | 2399.9644 | 3194.5518 | 6736.4834 | 2199.5838 | 4688.63 | 3186.3094 | 762.4063 | 805.3446
2024-09-18 06:00 | 1112.3908 | 2446.4868 | 3182.368 | 7134.2138 | 2348.3417 | 4955.5013 | 3062.2992 | 771.8908 | 815.1403
2024-09-18 07:00 | 1279.5063 | 2445.0275 | 3106.8189 | 7320.256 | 2468.4879 | 4997.2997 | 2864.9985 | 745.0876 | 784.5457
2024-09-18 08:00 | 1462.8567 | 2548.2471 | 3180.4349 | 7805.1741 | 2686.2493 | 5257.3544 | 2864.3431 | 777.511 | 790.9955
2024-09-18 09:00 | 1528.7219 | 2590.1972 | 3199.0496 | 7993.4116 | 2788.7842 | 5367.7994 | 2908.1578 | 789.7524 | 779.1805
2024-09-18 10:00 | 1530.392 | 2556.5581 | 3173.6362 | 7923.196 | 2796.4443 | 5417.1676 | 2950.0798 | 792.1959 | 749.8506
2024-09-18 11:00 | 1526.7785 | 2491.1597 | 3103.8754 | 7755.703 | 2733.8636 | 5296.7152 | 2952.0733 | 762.5098 | 799.0908
2024-09-18 12:00 | 1522.151 | 2450.5501 | 3159.9921 | 7610.5392 | 2654.168 | 5267.1096 | 2921.9358 | 749.5561 | 765.0214
2024-09-18 13:00 | 1487.2059 | 2398.9588 | 3174.3963 | 7586.5233 | 2549.2188 | 5221.8336 | 2872.3628 | 732.719 | 711.8123
2024-09-18 14:00 | 1470.883 | 2384.7676 | 3206.1142 | 7577.5862 | 2355.419 | 5212.3833 | 2844.813 | 720.5268 | 685.0649
2024-09-18 15:00 | 1497.5882 | 2425.11 | 3236.1322 | 7638.5189 | 2370.0308 | 5373.7014 | 2862.873 | 714.0019 | 675.214
2024-09-18 16:00 | 1500.1881 | 2515.9115 | 3202.9804 | 7868.2786 | 2372.5271 | 5494.6883 | 2867.1975 | 743.1022 | 680.0655
2024-09-18 17:00 | 1555.254 | 2690.3462 | 3126.5961 | 8001.0207 | 2502.5439 | 5657.4108 | 2903.9199 | 788.5734 | 749.4006
2024-09-18 18:00 | 1642.7517 | 2955.4013 | 3218.1078 | 8391.5992 | 2681.2786 | 5801.1935 | 2995.2515 | 895.0384 | 870.2246
2024-09-18 19:00 | 1551.2692 | 2826.4476 | 3288.6181 | 8166.4311 | 2980.8088 | 5501.1453 | 3060.6626 | 910.7017 | 904.4602
2024-09-18 20:00 | 1441.0461 | 2661.8886 | 3150.1889 | 7728.7935 | 2867.0829 | 5248.6349 | 3096.0815 | 847.3558 | 847.8186
2024-09-18 21:00 | 1231.7489 | 2478.8586 | 3169.3428 | 7130.3087 | 2583.099 | 4850.5908 | 3116.9646 | 772.7637 | 769.6717
2024-09-18 22:00 | 1061.2916 | 2367.7854 | 3130.794 | 6439.7314 | 2227.5669 | 4470.9359 | 3170.938 | 688.3624 | 708.1033
2024-09-18 23:00 | 947.9866 | 2283.9545 | 2964.9407 | 5958.7255 | 2058.4287 | 4283.9731 | 3133.0828 | 652.4971 | 633.6873
2024-09-19 | 851.3995 | 2233.635 | 2911.327 | 5731.8962 | 1998.5154 | 4135.9719 | 3120.3999 | 643.5953 | 619.263
2024-09-19 01:00 | 852.9831 | 2218.395 | 2915.2194 | 5658.9515 | 1944.6958 | 4038.3117 | 3107.141 | 620.5707 | 611.3331
2024-09-19 02:00 | 802.1672 | 2115.1199 | 2879.1308 | 5600.273 | 1960.8814 | 3970.8988 | 3020.9006 | 611.0349 | 585.0435
2024-09-19 03:00 | 787.1015 | 2149.6317 | 2819.3733 | 5846.421 | 1934.731 | 4063.9674 | 2941.2747 | 623.0449 | 591.2555
2024-09-19 04:00 | 893.5041 | 2252.099 | 2870.3692 | 6337.8663 | 2099.2131 | 4349.4445 | 2955.8373 | 657.4977 | 610.814
2024-09-19 05:00 | 1135.1986 | 2392.6642 | 2961.4569 | 6930.7423 | 2248.2362 | 4899.1715 | 2872.4798 | 750.2011 | 642.9125
2024-09-19 06:00 | 1360.3615 | 2301.0739 | 2861.3215 | 7423.8125 | 2536.0775 | 5126.4946 | 2774.3228 | 764.1635 | 676.0861
2024-09-19 07:00 | 1355.3755 | 2236.7353 | 2857.5052 | 7550.7448 | 2703.5752 | 5150.6861 | 2730.4356 | 729.0701 | 593.5662
2024-09-19 08:00 | 1392.4211 | 2356.3289 | 2974.6972 | 7999.8838 | 2851.6038 | 5437.7036 | 2861.6002 | 764.1931 | 585.3008
2024-09-19 09:00 | 1429.4053 | 2443.5792 | 3137.7368 | 8228.0646 | 2930.0735 | 5597.1852 | 2994.2729 | 777.8908 | 617.4094
2024-09-19 10:00 | 1445.2331 | 2445.0475 | 3218.5117 | 8284.71 | 2949.434 | 5550.9648 | 3046.8856 | 779.0972 | 609.5908
2024-09-19 11:00 | 1390.3119 | 2435.5254 | 3234.3982 | 8214.0123 | 2939.1546 | 5525.8437 | 3103.3139 | 774.1994 | 599.1431
2024-09-19 12:00 | 1393.3556 | 2381.2228 | 3111.7934 | 8035.9846 | 2859.9702 | 5561.3173 | 3105.1796 | 767.1023 | 615.9959
2024-09-19 13:00 | 1393.1025 | 2330.8009 | 3089.3596 | 7888.2887 | 2805.4822 | 5514.0782 | 3028.7501 | 754.4548 | 585.4542
2024-09-19 14:00 | 1369.9 | 2302.4443 | 3142.3717 | 7766.0783 | 2706.9937 | 5395.5636 | 2975.8084 | 743.1641 | 580.0233
2024-09-19 15:00 | 1408.2461 | 2388.347 | 3099.2181 | 7820.9318 | 2748.4069 | 5491.854 | 2971.5264 | 735.0337 | 577.9362
2024-09-19 16:00 | 1426.6349 | 2433.8944 | 3091.4916 | 7954.623 | 2767.1075 | 5457.8343 | 2982.885 | 780.5103 | 643.5484
2024-09-19 17:00 | 1467.7972 | 2540.788 | 3153.3813 | 7929.48 | 2801.3129 | 5604.4937 | 2920.1348 | 764.9947 | 725.9489
2024-09-19 18:00 | 1643.8338 | 2732.3676 | 3227.412 | 8320.385 | 2974.8764 | 5806.3407 | 2891.8722 | 834.8228 | 828.8881
2024-09-19 19:00 | 1602.9178 | 2660.6254 | 3232.0707 | 8256.1303 | 3063.9339 | 5620.1258 | 2937.4625 | 853.629 | 787.8163
2024-09-19 20:00 | 1469.4191 | 2462.102 | 3136.5961 | 7775.0606 | 2874.6048 | 5205.2602 | 3000.9671 | 785.2313 | 713.1035
2024-09-19 21:00 | 1277.2886 | 2236.7609 | 2991.6674 | 7011.7494 | 2552.9603 | 4774.5776 | 3014.9662 | 699.4418 | 677.7293
2024-09-19 22:00 | 1079.824 | 2119.2618 | 2853.1203 | 6316.8501 | 2282.2071 | 4432.5641 | 2977.8387 | 651.0404 | 634.7652
2024-09-19 23:00 | 970.1866 | 2079.595 | 2799.4564 | 5803.151 | 2077.4452 | 4157.7848 | 2962.248 | 618.0547 | 581.4586
2024-09-20 | 908.8303 | 2067.8571 | 2822.937 | 5671.7934 | 1925.376 | 4134.2577 | 2962.3361 | 626.5685 | 574.6574
2024-09-20 01:00 | 900.3861 | 2064.5841 | 2754.2781 | 5633.5008 | 1935.3081 | 4082.0163 | 2925.1096 | 625.6001 | 571.799
2024-09-20 02:00 | 948.8827 | 2063.2661 | 2702.6983 | 5631.0554 | 1941.3619 | 4092.5669 | 2915.4891 | 628.8547 | 569.0928
2024-09-20 03:00 | 956.8808 | 2051.7275 | 2664.9444 | 5868.0419 | 1902.6383 | 4222.4808 | 2864.0316 | 638.8216 | 586.2531
2024-09-20 04:00 | 1002.6578 | 2165.8105 | 2706.419 | 6407.9169 | 2007.9885 | 4522.3216 | 2882.218 | 665.3836 | 606.1745
2024-09-20 05:00 | 1236.2029 | 2363.9931 | 2822.7526 | 7190.7545 | 2201.6236 | 5119.6263 | 2906.925 | 789.2655 | 658.0071
2024-09-20 06:00 | 1481.511 | 2420.916 | 2882.1794 | 7931.3619 | 2587.235 | 5519.7389 | 2974.2155 | 870.5993 | 719.824
2024-09-20 07:00 | 1437.3758 | 2460.7478 | 2880.769 | 8381.1696 | 2779.6562 | 5647.0704 | 3052.6554 | 842.4916 | 665.1874
2024-09-20 08:00 | 1476.3714 | 2573.4778 | 3003.6742 | 8716.6126 | 2924.7276 | 5800.1379 | 3139.5373 | 835.6817 | 643.9906
2024-09-20 09:00 | 1490.7436 | 2643.0526 | 3047.3141 | 8853.4634 | 3076.5145 | 5862.1997 | 3211.4221 | 829.1626 | 619.3257
2024-09-20 10:00 | 1510.0006 | 2652.2896 | 3047.3552 | 8902.7845 | 3041.6209 | 5893.321 | 3335.1557 | 836.0201 | 631.5271
2024-09-20 11:00 | 1513.9102 | 2668.1268 | 3087.8461 | 8730.0306 | 3056.5272 | 5794.8957 | 3345.265 | 821.9537 | 664.2388
2024-09-20 12:00 | 1509.2462 | 2639.7701 | 3052.6889 | 8621.501 | 3086.5915 | 5723.0913 | 3293.2587 | 798.5533 | 652.4287
2024-09-20 13:00 | 1540.4628 | 2623.2694 | 3050.8109 | 8670.4731 | 3010.4226 | 5805.998 | 3272.2549 | 798.6193 | 649.8201
2024-09-20 14:00 | 1591.018 | 2603.6949 | 3053.7747 | 8584.4791 | 2970.636 | 5738.3804 | 3237.4339 | 792.9056 | 663.07
2024-09-20 15:00 | 1711.3717 | 2706.0104 | 3112.8862 | 8795.2067 | 2979.985 | 5921.6344 | 3277.6152 | 806.8211 | 665.3365
2024-09-20 16:00 | 1816.9945 | 2778.8021 | 3202.8757 | 8929.7357 | 2985.4597 | 6015.4275 | 3285.8483 | 828.6338 | 733.1378
2024-09-20 17:00 | 1856.7577 | 2868.6468 | 3279.8593 | 8882.3304 | 3040.5117 | 6010.9907 | 3235.2913 | 842.1252 | 804.4739
2024-09-20 18:00 | 1892.6408 | 3086.3459 | 3426.0245 | 9197.0664 | 3087.4712 | 6211.5936 | 3037.3262 | 940.6541 | 933.9468
2024-09-20 19:00 | 1708.4487 | 3080.5611 | 3525.6354 | 9072.7985 | 3166.2643 | 6004.7981 | 3042.5264 | 974.8448 | 972.9982
2024-09-20 20:00 | 1558.9319 | 2886.9273 | 3411.6683 | 8660.9202 | 2986.4142 | 5597.3123 | 3138.7098 | 911.7076 | 939.4042
2024-09-20 21:00 | 1378.5206 | 2619.5145 | 3282.3847 | 7880.4412 | 2671.0425 | 5179.0691 | 3206.1983 | 812.0687 | 815.3656
2024-09-20 22:00 | 1211.5629 | 2441.7951 | 3168.2599 | 6985.0908 | 2350.5567 | 4768.5886 | 3181.092 | 755.9526 | 735.8881
2024-09-20 23:00 | 1123.8046 | 2299.894 | 3011.6114 | 6376.6929 | 2089.8188 | 4525.8129 | 3080.2332 | 699.7248 | 657.9626
2024-09-21 | 1070.2828 | 2294.4932 | 2938.6852 | 6069.9426 | 1988.2236 | 4400.667 | 3064.4276 | 676.558 | 646.7603
2024-09-21 01:00 | 1053.879 | 2284.2561 | 2835.367 | 5989.2366 | 1937.1579 | 4361.2926 | 3080.6113 | 675.078 | 663.1675
2024-09-21 02:00 | 1014.9061 | 2249.3608 | 2832.9499 | 5991.6422 | 1902.7128 | 4319.5493 | 3053.1349 | 671.6962 | 645.1663
2024-09-21 03:00 | 996.8446 | 2243.2922 | 2825.0035 | 6175.1918 | 1901.7845 | 4344.3919 | 3013.5106 | 670.6578 | 644.0577
2024-09-21 04:00 | 1074.6677 | 2355.167 | 2864.2112 | 6678.6387 | 1974.9881 | 4679.4244 | 2987.9297 | 680.0482 | 647.7056
2024-09-21 05:00 | 1310.7036 | 2547.8036 | 2963.8023 | 7378.4911 | 2274.0139 | 5202.5763 | 2959.9817 | 788.8407 | 693.414
2024-09-21 06:00 | 1606.6876 | 2559.8817 | 2908.4299 | 8136.9186 | 2761.0371 | 5573.233 | 3000.4859 | 845.0397 | 770.4789
2024-09-21 07:00 | 1618.4361 | 2519.1144 | 2997.5737 | 8359.808 | 2919.7201 | 5647.6219 | 3017.3139 | 832.9754 | 697.0311
2024-09-21 08:00 | 1651.7241 | 2599.4785 | 3127.903 | 8662.1022 | 2957.718 | 5783.8231 | 3162.1043 | 860.5612 | 648.7344
2024-09-21 09:00 | 1650.7034 | 2633.662 | 3149.6515 | 8752.8612 | 2978.9951 | 5768.5974 | 3226.0477 | 853.413 | 705.0431
2024-09-21 10:00 | 1631.1554 | 2585.3059 | 3168.1762 | 8692.7365 | 2907.5514 | 5719.6434 | 3219.7814 | 844.7029 | 689.5362
2024-09-21 11:00 | 1586.5415 | 2529.7745 | 3179.2435 | 8613.041 | 2836.0484 | 5681.1908 | 3217.9139 | 832.7693 | 717.7194
2024-09-21 12:00 | 1532.6297 | 2544.0923 | 3144.3136 | 8232.5633 | 2797.794 | 5539.296 | 3147.8635 | 806.7725 | 696.3409
2024-09-21 13:00 | 1540.1246 | 2466.847 | 3119.4732 | 8275.3271 | 2729.21 | 5549.9237 | 3151.0395 | 813.2957 | 689.8906
2024-09-21 14:00 | 1615.7284 | 2497.5941 | 3143.3859 | 8210.4458 | 2656.8406 | 5570.5841 | 3131.5326 | 815.7831 | 711.7971
2024-09-21 15:00 | 1723.5053 | 2610.7469 | 3128.5989 | 8371.0155 | 2757.9215 | 5849.1499 | 3132.639 | 841.8638 | 632.4069
2024-09-21 16:00 | 1771.3181 | 2692.6901 | 3244.9518 | 8540.0869 | 2877.7043 | 5993.7925 | 3115.2109 | 859.9499 | 710.8424
2024-09-21 17:00 | 1804.2838 | 2840.9148 | 3388.1502 | 8639.5633 | 2943.2328 | 6026.763 | 3055.6242 | 868.8959 | 798.834
2024-09-21 18:00 | 1869.1887 | 3115.906 | 3576.4628 | 8983.4087 | 3047.8284 | 6091.953 | 3087.5952 | 939.236 | 908.5044
2024-09-21 19:00 | 1752.8312 | 3071.4717 | 3587.622 | 8834.2869 | 3191.3341 | 5908.5902 | 3142.2567 | 958.8066 | 993.5739
2024-09-21 20:00 | 1599.2125 | 2863.1676 | 3487.0629 | 8359.3797 | 2942.5071 | 5526.2681 | 3276.21 | 904.5049 | 958.9559
2024-09-21 21:00 | 1377.8559 | 2651.7796 | 3376.243 | 7705.1063 | 2638.5062 | 5012.233 | 3216.7458 | 834.9694 | 875.3365
2024-09-21 22:00 | 1158.1544 | 2485.7299 | 3145.6471 | 6909.7849 | 2323.9967 | 4647.9468 | 3201.7072 | 794.4324 | 807.7979
2024-09-21 23:00 | 1052.6836 | 2354.3373 | 3010.0671 | 6435.3171 | 2124.9897 | 4413.9273 | 3160.4012 | 751.4323 | 736.4724
2024-09-22 | 981.6644 | 2341.5924 | 2921.5912 | 6110.8602 | 2020.8068 | 4300.8137 | 3142.8696 | 717.2531 | 731.8569
2024-09-22 01:00 | 914.5735 | 2371.0952 | 2872.09 | 5995.3687 | 1968.3377 | 4269.4217 | 3142.7753 | 706.6054 | 763.8821
2024-09-22 02:00 | 869.8584 | 2335.1749 | 2819.1963 | 5980.2146 | 1998.2525 | 4267.5127 | 3107.7704 | 703.2655 | 743.3312
2024-09-22 03:00 | 854.838 | 2316.1352 | 2787.661 | 6216.0515 | 2019.1149 | 4387.7423 | 3055.9159 | 706.8574 | 733.8764
2024-09-22 04:00 | 980.5403 | 2415.7993 | 2945.9251 | 6708.6609 | 2171.703 | 4634.0602 | 2989.4271 | 745.0073 | 736.519
2024-09-22 05:00 | 1254.7519 | 2586.1325 | 3052.7518 | 7423.8255 | 2470.9185 | 5137.3302 | 3003.6406 | 845.6036 | 746.7407
2024-09-22 06:00 | 1529.9806 | 2604.2219 | 3050.6689 | 8117.7903 | 2927.2333 | 5493.5215 | 3050.934 | 881.6271 | 822.9737
2024-09-22 07:00 | 1568.5066 | 2574.1313 | 3151.5492 | 8342.577 | 3081.6871 | 5579.7908 | 3071.185 | 862.8363 | 838.2042
2024-09-22 08:00 | 1671.0282 | 2666.3839 | 3276.5953 | 8682.7987 | 3169.5167 | 5765.187 | 3202.5788 | 868.1233 | 791.6447
2024-09-22 09:00 | 1767.607 | 2693.9267 | 3268.9527 | 8722.0903 | 3275.3066 | 5854.7031 | 3339.2342 | 860.0381 | 794.1059
2024-09-22 10:00 | 1762.5088 | 2687.4033 | 3308.3784 | 8598.9646 | 3217.7985 | 5652.117 | 3264.3634 | 851.3521 | 767.2614
2024-09-22 11:00 | 1747.6914 | 2710.5519 | 3407.0319 | 8521.0235 | 3212.1702 | 5586.7225 | 3296.5518 | 845.7401 | 751.5608
2024-09-22 12:00 | 1680.3678 | 2676.4136 | 3290.8786 | 8285.0485 | 3210.926 | 5550.8373 | 3276.2998 | 816.7709 | 749.0908
2024-09-22 13:00 | 1673.7171 | 2630.0278 | 3353.0509 | 8250.2238 | 3184.827 | 5588.8503 | 3281.0371 | 814.2301 | 695.1864
2024-09-22 14:00 | 1671.793 | 2646.3893 | 3365.5059 | 8308.2601 | 3018.5252 | 5716.6801 | 3290.6356 | 830.3448 | 701.2227
2024-09-22 15:00 | 1538.9418 | 2726.8067 | 3442.5544 | 8536.9802 | 3025.842 | 5847.8076 | 3272.5667 | 846.4789 | 833.4453
2024-09-22 16:00 | 1558.2797 | 2768.4261 | 3479.3775 | 8673.5054 | 3242.0484 | 5892.1585 | 3270.9983 | 865.6252 | 925.3578
2024-09-22 17:00 | 1696.7566 | 2867.3367 | 3534.7519 | 8771.9669 | 3262.0498 | 5981.8262 | 3287.387 | 874.9204 | 838.9917
2024-09-22 18:00 | 1678.532 | 3153.3292 | 3659.821 | 9217.1243 | 3354.9641 | 6201.571 | 3248.4671 | 954.94 | 797.895
2024-09-22 19:00 | 1649.9941 | 3088.0616 | 3609.7793 | 8972.7424 | 3452.0853 | 5929.7099 | 3203.4457 | 964.5096 | 988.9759
2024-09-22 20:00 | 1504.3747 | 2881.5605 | 3512.8835 | 8543.1374 | 3297.0029 | 5556.1323 | 3246.0887 | 896.3983 | 956.9723
2024-09-22 21:00 | 1256.5874 | 2651.4059 | 3353.4415 | 7789.515 | 2952.927 | 5199.5897 | 3293.8856 | 810.4172 | 848.4157
2024-09-22 22:00 | 1118.5851 | 2466.8516 | 3189.2265 | 6985.3626 | 2660.3098 | 4800.4092 | 3278.5292 | 756.0216 | 798.2524
2024-09-22 23:00 | 1059.4217 | 2354.0244 | 3165.2839 | 6396.1578 | 2364.1121 | 4498.6681 | 3222.3725 | 714.1177 | 746.5752
2024-09-23 | 1075.7922 | 2326.106 | 3045.8691 | 6185.7109 | 2216.9161 | 4393.7973 | 3183.6144 | 694.5858 | 715.4945
2024-09-23 01:00 | 1098.599 | 2318.9605 | 3003.7049 | 6088.2969 | 2183.3421 | 4379.6549 | 3191.1946 | 693.7635 | 724.0448
2024-09-23 02:00 | 1137.9903 | 2284.4035 | 2971.5724 | 6082.4504 | 2109.1959 | 4371.0144 | 3140.1565 | 694.6741 | 695.8315
2024-09-23 03:00 | 1107.6191 | 2285.5116 | 2939.7806 | 6236.3901 | 2163.7214 | 4414.2199 | 3054.2719 | 690.7007 | 682.9913
2024-09-23 04:00 | 1183.3404 | 2418.8007 | 2990.8465 | 6681.4835 | 2255.377 | 4701.6229 | 3064.4163 | 706.8501 | 703.2774
2024-09-23 05:00 | 1329.653 | 2644.1933 | 3125.9859 | 7474.7035 | 2574.802 | 5255.2571 | 3087.1054 | 810.4201 | 709.262
2024-09-23 06:00 | 1556.1803 | 2647.2874 | 3256.2639 | 8163.689 | 2933.2295 | 5645.8056 | 3141.1722 | 860.5351 | 797.555
2024-09-23 07:00 | 1571.4975 | 2633.149 | 3322.4416 | 8486.3191 | 3136.126 | 5717.4352 | 3081.9689 | 850.162 | 791.3363
2024-09-23 08:00 | 1602.6079 | 2772.1265 | 3384.6222 | 8798.9013 | 3263.9396 | 6004.3367 | 3228.0804 | 870.8207 | 833.5229
2024-09-23 09:00 | 1650.9086 | 2799.9521 | 3405.5115 | 8928.0731 | 3282.4386 | 6086.2515 | 3324.3124 | 892.6111 | 814.6932
2024-09-23 10:00 | 1536.3359 | 2785.7908 | 3450.6597 | 8815.267 | 3229.5943 | 6003.7973 | 3352.3849 | 911.3877 | 777.8033
2024-09-23 11:00 | 1524.7098 | 2735.1947 | 3470.4542 | 8704.1214 | 3142.8775 | 5922.3463 | 3324.0383 | 903.6894 | 700.5618
2024-09-23 12:00 | 1486.2503 | 2705.3227 | 3397.7582 | 8449.4969 | 3084.105 | 5826.213 | 3265.0706 | 879.7374 | 655.7151
2024-09-23 13:00 | 1427.6544 | 2679.4626 | 3447.4729 | 8316.223 | 2996.7138 | 5736.9549 | 3223.756 | 870.0028 | 714.0881
2024-09-23 14:00 | 1455.3528 | 2692.1886 | 3340.8307 | 8152.8934 | 2907.3641 | 5705.4316 | 3186.0823 | 858.9807 | 737.5337
2024-09-23 15:00 | 1538.9968 | 2771.6449 | 3389.8887 | 8220.0055 | 2775.8829 | 5843.5021 | 3147.3903 | 858.1639 | 859.5732
2024-09-23 16:00 | 1555.2389 | 2836.47 | 3401.4775 | 8342.7764 | 2848.838 | 6004.0946 | 3149.8278 | 885.2044 | 833.7896
2024-09-23 17:00 | 1621.3635 | 2932.0797 | 3360.0808 | 8262.7867 | 2882.9273 | 6081.9746 | 3154.0136 | 883.2121 | 894.4825
2024-09-23 18:00 | 1719.9695 | 3164.5756 | 3570.799 | 8533.4794 | 3064.4408 | 6150.711 | 3064.5034 | 941.5637 | 919.2594
2024-09-23 19:00 | 1647.9288 | 3077.5816 | 3545.0088 | 8461.1711 | 3115.0549 | 5890.0415 | 3073.808 | 934.5361 | 952.6529
2024-09-23 20:00 | 1510.4375 | 2882.5776 | 3449.5946 | 8078.3478 | 2913.8966 | 5506.06 | 3076.8807 | 862.9157 | 932.9548
2024-09-23 21:00 | 1348.4724 | 2690.0052 | 3362.4229 | 7411.2281 | 2690.4537 | 5120.6517 | 3071.2449 | 791.1707 | 856.6035
2024-09-23 22:00 | 1164.1058 | 2543.5348 | 3167.1832 | 6773.7378 | 2421.5471 | 4780.4035 | 3018.4364 | 740.8783 | 789.7238
2024-09-23 23:00 | 1079.7027 | 2427.7478 | 3065.4908 | 6217.7807 | 2128.1848 | 4534.9827 | 2996.668 | 699.3496 | 796.7726
2024-09-24 | 1093.1397 | 2351.0956 | 2972.6066 | 6015.0924 | 2047.3526 | 4385.7131 | 3000.8664 | 687.4453 | 777.3688
2024-09-24 01:00 | 1092.8382 | 2320.4101 | 2989.2564 | 5871.3647 | 1964.1007 | 4365.5157 | 3013.3234 | 677.7268 | 766.4154
2024-09-24 02:00 | 1076.4945 | 2323.056 | 3045.3072 | 5806.3837 | 1905.1151 | 4310.6163 | 3002.7839 | 678.2739 | 741.8604
2024-09-24 03:00 | 1076.1851 | 2320.2626 | 3039.2423 | 5903.2388 | 1931.8143 | 4355.5559 | 3004.0096 | 679.2665 | 732.4949
2024-09-24 04:00 | 1082.4463 | 2426.372 | 3141.9768 | 6279.0846 | 2040.8855 | 4648.2552 | 3054.1858 | 702.8891 | 775.7444
2024-09-24 05:00 | 1086.2285 | 2600.8533 | 3312.2843 | 6841.6298 | 2239.2397 | 4994.9627 | 3155.0303 | 763.894 | 783.6867
2024-09-24 06:00 | 1241.9465 | 2601.9599 | 3226.0711 | 7243.0729 | 2433.8547 | 5356.6963 | 3156.8049 | 810.0385 | 824.7904
2024-09-24 07:00 | 1346.3708 | 2573.397 | 3176.4803 | 7541.4755 | 2568.8402 | 5475.3139 | 3096.7811 | 813.7617 | 810.2146
2024-09-24 08:00 | 1459.0258 | 2708.64 | 3352.0832 | 8064.9127 | 2823.2653 | 5837.5108 | 3144.4702 | 832.0504 | 709.6714
2024-09-24 09:00 | 1480.3962 | 2731.0285 | 3331.7212 | 8159.9969 | 2897.5884 | 5989.6305 | 3186.148 | 827.4429 | 704.8707
2024-09-24 10:00 | 1449.7568 | 2733.7324 | 3398.3095 | 8034.8527 | 2863.3436 | 5974.2066 | 3184.4573 | 822.3688 | 703.1882
2024-09-24 11:00 | 1450.8473 | 2714.1119 | 3377.9867 | 7931.9322 | 2797.6455 | 5922.8751 | 3116.5679 | 803.1049 | 725.5246
2024-09-24 12:00 | 1409.6802 | 2659.6454 | 3359.5977 | 7782.2867 | 2744.434 | 5787.4815 | 3081.4962 | 796.199 | 777.7237
2024-09-24 13:00 | 1423.1435 | 2645.0575 | 3414.5492 | 7697.4734 | 2698.1811 | 5697.7748 | 3106.6869 | 797.6245 | 733.2402
2024-09-24 14:00 | 1467.2825 | 2600.8019 | 3422.995 | 7577.6032 | 2623.0424 | 5642.7144 | 3062.1748 | 792.0159 | 722.4651
2024-09-24 15:00 | 1546.8164 | 2651.1378 | 3452.8695 | 7505.7534 | 2623.2687 | 5745.4529 | 3007.0055 | 800.1779 | 784.0704
2024-09-24 16:00 | 1624.8623 | 2735.0444 | 3543.2382 | 7544.8819 | 2626.8885 | 5876.6887 | 3047.0132 | 821.8007 | 739.7582
2024-09-24 17:00 | 1694.5214 | 2832.354 | 3611.6196 | 7652.0677 | 2708.0045 | 5989.5272 | 3006.4527 | 849.5505 | 725.0664
2024-09-24 18:00 | 1788.0302 | 3040.5643 | 3612.1224 | 8145.0959 | 2780.8803 | 6105.1124 | 3045.3512 | 939.0374 | 810.4355
2024-09-24 19:00 | 1705.8958 | 2931.3034 | 3497.6449 | 8069.2069 | 2929.4516 | 5913.5005 | 3068.9594 | 932.7402 | 838.7853
2024-09-24 20:00 | 1564.0735 | 2734.2952 | 3420.9918 | 7679.7104 | 2755.0607 | 5533.5303 | 3067.9774 | 872.2347 | 781.1956
2024-09-24 21:00 | 1417.8983 | 2515.0413 | 3307.6757 | 7078.7854 | 2518.9436 | 5074.0061 | 3015.9485 | 803.6767 | 681.1015
2024-09-24 22:00 | 1254.2952 | 2332.5888 | 3104.3995 | 6425.1421 | 2272.4884 | 4604.5431 | 2909.5602 | 717.3357 | 642.851
2024-09-24 23:00 | 1202.8846 | 2239.9414 | 2962.3989 | 5969.3714 | 2045.6671 | 4396.6518 | 2851.1407 | 676.9111 | 628.4406
2024-09-25 | 1123.5119 | 2252.6318 | 3020.9494 | 5779.1393 | 1888.9188 | 4183.2642 | 2855.577 | 665.1681 | 637.8095
2024-09-25 01:00 | 1018.2491 | 2240.9217 | 3053.7655 | 5657.0898 | 1900.3618 | 4206.9254 | 2837.3412 | 653.2067 | 635.1047
2024-09-25 02:00 | 874.1577 | 2204.2779 | 3055.0332 | 5616.529 | 1911.4413 | 4224.1452 | 2852.4204 | 645.3068 | 635.5777
2024-09-25 03:00 | 829.0809 | 2186.5339 | 3061.2995 | 5692.879 | 1936.5211 | 4247.3764 | 2847.7773 | 657.5485 | 668.1739
2024-09-25 04:00 | 885.4069 | 2290.1747 | 3175.424 | 5968.4121 | 2081.7194 | 4399.9572 | 2905.0582 | 669.205 | 708.0249
2024-09-25 05:00 | 1052.9887 | 2429.252 | 3330.8918 | 6474.0907 | 2274.638 | 4817.9296 | 3012.4371 | 709.1638 | 735.0513
2024-09-25 06:00 | 1268.8052 | 2482.3067 | 3263.0574 | 6785.6691 | 2398.5604 | 5185.6277 | 2980.5115 | 737.5394 | 764.5705
2024-09-25 07:00 | 1392.9532 | 2453.4266 | 3179.4008 | 6997.4867 | 2512.029 | 5188.9815 | 2787.4431 | 756.7162 | 792.0681
2024-09-25 08:00 | 1463.6008 | 2552.668 | 3243.521 | 7440.6613 | 2748.5389 | 5424.7432 | 2832.5919 | 787.81 | 863.9182
2024-09-25 09:00 | 1503.3055 | 2603.1626 | 3193.0751 | 7714.5444 | 2890.4881 | 5501.3658 | 2884.8924 | 796.1666 | 790.4686
2024-09-25 10:00 | 1482.0817 | 2567.4056 | 3240.8866 | 7640.9149 | 2963.4824 | 5401.9509 | 2910.1727 | 771.8481 | 781.8623
2024-09-25 11:00 | 1476.503 | 2547.5277 | 3222.1441 | 7520.8469 | 2906.3982 | 5295.2637 | 2893.59 | 751.2286 | 774.5211
2024-09-25 12:00 | 1444.3315 | 2525.2402 | 3249.1465 | 7368.5407 | 2841.2168 | 5185.4889 | 2911.4077 | 738.1635 | 718.1151
2024-09-25 13:00 | 1338.9117 | 2554.1101 | 3332.4213 | 7394.0615 | 2640.9607 | 5267.5743 | 2950.5351 | 741.8116 | 661.1187
2024-09-25 14:00 | 1259.6519 | 2499.5142 | 3277.4671 | 7190.6805 | 2559.2065 | 5165.8991 | 2934.7224 | 721.1476 | 660.6062
2024-09-25 15:00 | 1245.6949 | 2561.5504 | 3259.0732 | 7249.5427 | 2498.2825 | 5278.0525 | 2999.0484 | 728.6804 | 740.9933
2024-09-25 16:00 | 1208.1542 | 2634.9706 | 3306.9811 | 7363.712 | 2538.485 | 5506.6462 | 2998.9163 | 749.9295 | 779.0652
2024-09-25 17:00 | 1324.279 | 2780.0604 | 3364.3572 | 7533.5412 | 2687.4748 | 5644.0094 | 3086.291 | 771.5408 | 783.1663
2024-09-25 18:00 | 1497.1355 | 3046.6372 | 3492.3767 | 7888.4451 | 2810.5008 | 5743.0757 | 3140.6273 | 853.889 | 821.4846
2024-09-25 19:00 | 1435.9574 | 3008.3083 | 3382.6189 | 7869.5614 | 2989.8474 | 5492.3368 | 3147.1696 | 869.1928 | 840.153
2024-09-25 20:00 | 1336.34 | 2760.897 | 3227.6224 | 7532.7554 | 2861.1661 | 5293.9131 | 3160.3834 | 833.2972 | 808.4233
2024-09-25 21:00 | 1146.199 | 2514.7172 | 3209.0358 | 6922.0097 | 2604.3768 | 4924.7221 | 3111.9805 | 750.2861 | 694.2022
2024-09-25 22:00 | 1066.1537 | 2328.512 | 3040.3257 | 6321.7096 | 2393.6465 | 4561.464 | 3026.7316 | 683.7614 | 648.6096
2024-09-25 23:00 | 1064.2576 | 2233.1087 | 2987.4107 | 5895.9931 | 2212.4974 | 4300.3627 | 3007.9126 | 659.6323 | 668.6662
2024-09-26 | 1043.3417 | 2182.3956 | 2908.9529 | 5665.2015 | 2109.1655 | 4179.2372 | 2969.8239 | 654.5912 | 650.4251
2024-09-26 01:00 | 996.4125 | 2148.8251 | 2896.4804 | 5585.7183 | 2074.9018 | 4215.3105 | 2972.3553 | 648.15 | 645.1536
2024-09-26 02:00 | 974.8284 | 2123.0079 | 2793.0347 | 5598.5653 | 2041.3599 | 4270.1453 | 2947.3394 | 664.3615 | 673.9554
2024-09-26 03:00 | 967.0502 | 2168.7559 | 2793.7835 | 5618.1334 | 2081.7938 | 4324.1694 | 2982.9377 | 671.5305 | 630.6885
2024-09-26 04:00 | 942.6146 | 2274.0868 | 2976.3232 | 5917.5183 | 2219.7333 | 4570.8181 | 3100.9169 | 697.0347 | 674.1024
2024-09-26 05:00 | 1045.2613 | 2397.5867 | 3245.5363 | 6566.9252 | 2447.6815 | 5094.1253 | 3278.9119 | 774.4646 | 757.9605
2024-09-26 06:00 | 1219.7712 | 2528.9935 | 3343.7197 | 7146.4992 | 2635.0742 | 5498.8663 | 3369.6314 | 807.9367 | 779.226
2024-09-26 07:00 | 1281.9905 | 2618.0156 | 3405.3171 | 7497.9627 | 2669.4752 | 5667.0966 | 3242.7164 | 816.639 | 768.7487
2024-09-26 08:00 | 1379.8877 | 2742.8439 | 3451.3501 | 8083.3855 | 2848.2225 | 6002.7689 | 3282.8274 | 886.5619 | 826.2605
2024-09-26 09:00 | 1393.8119 | 2747.6033 | 3487.2076 | 8292.0255 | 3079.4087 | 6072.808 | 3301.2707 | 912.2703 | 787.6543
2024-09-26 10:00 | 1332.4002 | 2756.1988 | 3498.8341 | 8258.8494 | 3109.7812 | 6026.8768 | 3290.437 | 943.096 | 755.0868
2024-09-26 11:00 | 1293.541 | 2779.9468 | 3476.6798 | 8182.4218 | 3133.4063 | 5874.6089 | 3298.4414 | 936.2736 | 781.2079
2024-09-26 12:00 | 1280.6918 | 2777.9572 | 3540.9954 | 8069.2407 | 2971.2356 | 5795.7687 | 3286.4052 | 932.6329 | 801.7439
2024-09-26 13:00 | 1309.5165 | 2774.4489 | 3538.1114 | 8089.0333 | 2822.3269 | 5681.5457 | 3345.6609 | 925.2 | 870.9611
2024-09-26 14:00 | 1403.0971 | 2780.3857 | 3458.0427 | 8014.5354 | 2812.5188 | 5740.0987 | 3284.0864 | 911.593 | 871.0904
2024-09-26 15:00 | 1497.4503 | 2830.7846 | 3483.9972 | 8120.1183 | 2862.2206 | 5874.6499 | 3289.553 | 926.2648 | 884.6954
2024-09-26 16:00 | 1551.4524 | 2915.8805 | 3461.2036 | 8346.2154 | 2941.3797 | 5961.1616 | 3264.794 | 939.4394 | 843.185
2024-09-26 17:00 | 1680.9983 | 3009.5421 | 3366.5306 | 8442.7027 | 3047.869 | 5921.1837 | 3249.8434 | 938.8783 | 883.0815
2024-09-26 18:00 | 1744.6598 | 3243.5983 | 3567.3022 | 8875.3611 | 3205.015 | 5979.7793 | 3130.3604 | 985.7652 | 828.6216
2024-09-26 19:00 | 1670.0918 | 3243.9695 | 3630.6277 | 8671.9169 | 3354.088 | 5798.0573 | 3072.4712 | 975.5649 | 830.3018
2024-09-26 20:00 | 1550.8916 | 3120.8616 | 3624.4964 | 8017.8017 | 3229.2233 | 5479.4552 | 2994.2143 | 925.1415 | 897.4807
2024-09-26 21:00 | 1299.7383 | 2882.9244 | 3376.0537 | 7393.1074 | 2842.9592 | 5063.7411 | 3109.76 | 846.7044 | 806.6918
2024-09-26 22:00 | 1124.4991 | 2703.3371 | 3140.8026 | 6616.1679 | 2518.6668 | 4663.895 | 3125.5989 | 786.2459 | 751.7551
2024-09-26 23:00 | 1015.0336 | 2552.6192 | 2986.6076 | 6092.8987 | 2266.4356 | 4368.424 | 3105.5359 | 739.0454 | 729.5598
2024-09-27 | 1006.0932 | 2440.1978 | 2958.3182 | 5780.473 | 2136.3924 | 4322.343 | 3093.7157 | 724.2789 | 688.9929
2024-09-27 01:00 | 991.5807 | 2389.5886 | 2903.4639 | 5754.2914 | 2090.2845 | 4345.9669 | 3133.0727 | 727.1966 | 713.4724
2024-09-27 02:00 | 997.1397 | 2407.9541 | 2796.0648 | 5558.0117 | 2111.7048 | 4331.9078 | 3104.1487 | 723.6493 | 684.8181
2024-09-27 03:00 | 998.0029 | 2368.8911 | 2774.8735 | 5727.1387 | 2167.6514 | 4362.7418 | 3039.3783 | 710.707 | 636.627
2024-09-27 04:00 | 1072.5336 | 2461.5938 | 2883.0151 | 6252.2248 | 2268.9503 | 4612.1342 | 2996.9978 | 737.3698 | 672.9291
2024-09-27 05:00 | 1304.1359 | 2593.0304 | 2959.0712 | 6985.9315 | 2554.2491 | 5072.4091 | 2927.0899 | 831.2213 | 720.3117
2024-09-27 06:00 | 1497.8203 | 2582.2127 | 2997.8995 | 7689.9705 | 2927.4897 | 5442.5183 | 2947.6125 | 858.4355 | 744.4851
2024-09-27 07:00 | 1501.9682 | 2531.8347 | 3081.8915 | 7935.8981 | 3115.3685 | 5608.6536 | 2851.9749 | 827.3122 | 739.1537
2024-09-27 08:00 | 1558.9994 | 2597.9101 | 3264.0839 | 8213.8592 | 3253.6736 | 5724.8187 | 2957.195 | 838.544 | 737.2981
2024-09-27 09:00 | 1626.2847 | 2755.7778 | 3247.8175 | 8143.7797 | 3311.6767 | 5878.4448 | 3131.8713 | 848.3368 | 765.3129
2024-09-27 10:00 | 1611.1601 | 2743.1655 | 3288.5752 | 8359.1172 | 3329.7402 | 5844.0996 | 2951.9873 | 825.7802 | 745.5396
2024-09-27 11:00 | 1583.3899 | 2712.0786 | 3260.9841 | 8286.3681 | 3253.9746 | 5867.164 | 3003.3006 | 806.725 | 753.8905
2024-09-27 12:00 | 1559.4662 | 2694.5237 | 3286.047 | 8144.5817 | 3171.9974 | 5842.8079 | 3039.8535 | 782.4801 | 715.8136
2024-09-27 13:00 | 1538.5173 | 2698.3676 | 3272.4497 | 8146.1116 | 3081.3373 | 5881.2433 | 3037.015 | 783.0051 | 737.3916
2024-09-27 14:00 | 1520.9441 | 2675.4522 | 3243.027 | 8111.6506 | 3017.5444 | 5843.4788 | 2990.8778 | 774.2394 | 780.731
2024-09-27 15:00 | 1562.2102 | 2766.6539 | 3357.6449 | 8261.3706 | 3064.1624 | 6023.8425 | 3055.5375 | 805.748 | 746.6384
2024-09-27 16:00 | 1588.3562 | 2866.5286 | 3433.1561 | 8429.9451 | 3150.5188 | 6231.481 | 3017.4982 | 833.9771 | 723.5324
2024-09-27 17:00 | 1625.3267 | 2963.3571 | 3519.6171 | 8458.2497 | 3152.3871 | 6203.7323 | 3046.6283 | 836.1238 | 792.2556
2024-09-27 18:00 | 1745.9428 | 2997.2994 | 3549.9327 | 8951.9781 | 3285.5481 | 6300.1921 | 3027.3219 | 909.558 | 839.5513
2024-09-27 19:00 | 1699.2021 | 2909.3842 | 3449.1275 | 8873.7099 | 3378.6115 | 6070.3025 | 3081.0577 | 909.0001 | 823.8608
2024-09-27 20:00 | 1534.5893 | 2763.7136 | 3427.1318 | 8400.9182 | 3287.0438 | 5674.3872 | 3110.2015 | 850.4975 | 743.9654
2024-09-27 21:00 | 1305.7858 | 2520.8736 | 3348.1827 | 7673.0899 | 3034.1619 | 5228.5784 | 3133.3654 | 786.3306 | 704.453
2024-09-27 22:00 | 1124.5528 | 2387.0708 | 3283.4235 | 6893.821 | 2710.0333 | 4720.5056 | 3094.7066 | 730.8179 | 688.5139
2024-09-27 23:00 | 1029.6086 | 2282.5678 | 3160.8527 | 6356.8615 | 2462.7621 | 4423.7834 | 3008.8303 | 693.3753 | 626.2866
2024-09-28 | 992.2213 | 2226.2011 | 3104.5764 | 6028.6122 | 2360.5429 | 4268.8918 | 3002.7837 | 667.8077 | 591.2505
2024-09-28 01:00 | 960.2701 | 2195.5897 | 3094.8091 | 5850.3913 | 2261.5761 | 4189.534 | 2980.5103 | 658.599 | 592.5569
2024-09-28 02:00 | 948.4537 | 2179.6439 | 2924.2987 | 5869.6525 | 2252.3813 | 4214.0655 | 2977.3108 | 655.4539 | 577.7022
2024-09-28 03:00 | 978.8115 | 2184.2202 | 2890.1965 | 6052.5561 | 2223.8168 | 4282.0971 | 2932.419 | 660.257 | 531.0939
2024-09-28 04:00 | 1032.4393 | 2257.8468 | 2924.8484 | 6588.1941 | 2364.8436 | 4545.0891 | 2925.9671 | 677.3501 | 556.9435
2024-09-28 05:00 | 1237.907 | 2379.9474 | 3060.901 | 7387.3673 | 2603.4217 | 5072.4439 | 3011.0149 | 802.6872 | 628.9209
2024-09-28 06:00 | 1461.3844 | 2422.7847 | 3068.8283 | 8096.5643 | 2865.2835 | 5419.2545 | 3044.7008 | 839.5862 | 684.094
2024-09-28 07:00 | 1469.4058 | 2456.4079 | 3141.0805 | 8293.3183 | 2979.7101 | 5476.2004 | 2993.4838 | 811.6809 | 688.8992
2024-09-28 08:00 | 1534.651 | 2545.0842 | 3269.8659 | 8714.3983 | 3123.944 | 5685.8957 | 3129.2777 | 873.42 | 728.7252
2024-09-28 09:00 | 1589.7637 | 2599.493 | 3371.1425 | 8820.4822 | 3136.2178 | 5781.1529 | 3197.3681 | 865.1752 | 800.8855
2024-09-28 10:00 | 1586.1254 | 2634.4313 | 3294.4998 | 8816.3553 | 3147.8072 | 5715.0417 | 3269.3902 | 873.8541 | 805.232
2024-09-28 11:00 | 1573.5574 | 2628.3882 | 3367.4657 | 8755.7455 | 3128.3108 | 5691.7372 | 3312.7739 | 858.9379 | 810.8996
2024-09-28 12:00 | 1552.162 | 2600.7838 | 3376.1035 | 8716.1974 | 3129.9899 | 5679.4183 | 3178.4105 | 828.601 | 829.9981
2024-09-28 13:00 | 1559.0287 | 2547.822 | 3444.6095 | 8551.5016 | 3086.1618 | 5698.5073 | 3215.7947 | 816.0271 | 834.874
2024-09-28 14:00 | 1578.6895 | 2613.0612 | 3497.4234 | 8674.1325 | 3069.2819 | 5726.1069 | 3178.1248 | 810.8831 | 803.7143
2024-09-28 15:00 | 1721.1529 | 2693.661 | 3561.7038 | 8890.7274 | 3091.4859 | 5893.842 | 3221.2964 | 829.9552 | 745.1236
2024-09-28 16:00 | 1802.3357 | 2823.4879 | 3501.9262 | 8925.1548 | 3128.8812 | 6035.5625 | 3246.0765 | 855.682 | 781.5798
2024-09-28 17:00 | 1861.028 | 2919.2735 | 3503.4347 | 8753.5685 | 3176.2441 | 6081.4233 | 3194.9643 | 853.7887 | 842.4695
2024-09-28 18:00 | 1929.3922 | 2980.2449 | 3675.5016 | 9098.6994 | 3243.2024 | 6304.1433 | 3103.1066 | 959.2872 | 890.0606
2024-09-28 19:00 | 1763.4529 | 2918.5943 | 3619.3561 | 8929.4319 | 3266.9003 | 6103.2471 | 3086.8715 | 970.7562 | 881.83
2024-09-28 20:00 | 1638.0264 | 2721.9614 | 3543.2257 | 8472.1542 | 3081.7356 | 5658.9379 | 3143.0902 | 899.6445 | 821.5691
2024-09-28 21:00 | 1441.5648 | 2563.2588 | 3399.3691 | 7771.2398 | 2813.8808 | 5129.0623 | 3190.4905 | 807.4541 | 796.8243
2024-09-28 22:00 | 1213.2645 | 2423.2846 | 3253.3087 | 6920.1622 | 2457.9653 | 4716.458 | 3190.9115 | 749.2677 | 733.561
2024-09-28 23:00 | 1147.6947 | 2320.7606 | 3095.1713 | 6286.3023 | 2185.1015 | 4464.3123 | 3107.0846 | 697.4468 | 697.8884
2024-09-29 | 1094.1697 | 2263.6779 | 3063.5327 | 6131.1037 | 2073.6527 | 4366.077 | 3073.9753 | 682.1409 | 668.9307
2024-09-29 01:00 | 1056.9948 | 2308.5983 | 3032.872 | 6019.0296 | 2021.2706 | 4311.82 | 3052.3925 | 679.8171 | 660.1549
2024-09-29 02:00 | 1070.3797 | 2287.6606 | 3031.2435 | 5989.9157 | 2029.6102 | 4257.6913 | 2990.4685 | 688.6523 | 636.0589
2024-09-29 03:00 | 1077.0648 | 2231.7878 | 2988.1379 | 6153.3116 | 2069.1183 | 4364.8046 | 2950.5783 | 682.9814 | 624.2422
2024-09-29 04:00 | 1115.9067 | 2347.435 | 3085.6658 | 6636.8576 | 2185.3809 | 4653.2955 | 3018.5592 | 722.1694 | 656.0568
2024-09-29 05:00 | 1288.7601 | 2527.8686 | 3173.5888 | 7471.6752 | 2400.8088 | 5116.6226 | 3052.6074 | 830.2722 | 679.2527
2024-09-29 06:00 | 1451.4433 | 2543.083 | 3173.0211 | 8103.0228 | 2706.6166 | 5540.211 | 3055.7364 | 866.6535 | 729.2868
2024-09-29 07:00 | 1485.2053 | 2603.3936 | 3214.4679 | 8317.3755 | 2878.6893 | 5723.1859 | 3020.4384 | 839.9801 | 742.9538
2024-09-29 08:00 | 1538.4018 | 2665.6586 | 3312.2241 | 8723.5161 | 3078.7669 | 5939.5764 | 3143.5811 | 859.884 | 761.4171
2024-09-29 09:00 | 1558.806 | 2734.2422 | 3370.2721 | 8837.8709 | 3163.8805 | 6012.637 | 3210.7933 | 874.8897 | 771.9081
2024-09-29 10:00 | 1553.418 | 2665.4378 | 3400.3128 | 8827.0844 | 3113.2908 | 6002.8552 | 3175.4297 | 866.2595 | 774.5748
2024-09-29 11:00 | 1534.5748 | 2670.3129 | 3397.4493 | 8703.8741 | 3126.638 | 6082.6953 | 3226.9761 | 865.447 | 682.6823
2024-09-29 12:00 | 1491.1235 | 2649.2023 | 3380.2237 | 8519.8928 | 3115.3728 | 6045.2982 | 3194.8696 | 847.0621 | 715.0675
2024-09-29 13:00 | 1433.9057 | 2627.3776 | 3373.9528 | 8446.2122 | 3050.6077 | 6027.1016 | 3173.197 | 834.2424 | 758.7226
2024-09-29 14:00 | 1460.9777 | 2672.7107 | 3379.5889 | 8367.9628 | 3088.454 | 6030.023 | 3099.9386 | 818.1924 | 728.7082
2024-09-29 15:00 | 1536.3125 | 2768.8321 | 3491.873 | 8543.2438 | 3066.1245 | 6216.9828 | 3150.0039 | 823.7426 | 774.7814
2024-09-29 16:00 | 1638.9783 | 2839.1689 | 3541.9672 | 8652.2353 | 3071.642 | 6335.0177 | 3146.6368 | 825.7441 | 808.6275
2024-09-29 17:00 | 1752.7179 | 2968.3801 | 3631.8279 | 8690.3091 | 3174.9618 | 6377.4863 | 3118.7976 | 844.4268 | 820.7387
2024-09-29 18:00 | 1841.5076 | 3174.434 | 3809.2233 | 9145.3068 | 3330.486 | 6533.4651 | 3131.5095 | 951.1429 | 846.5278
2024-09-29 19:00 | 1756.108 | 3047.9283 | 3759.247 | 9078.4928 | 3386.198 | 6168.238 | 3157.6731 | 948.0577 | 852.8528
2024-09-29 20:00 | 1566.4966 | 2784.4006 | 3640.4828 | 8555.4761 | 3185.6091 | 5796.8655 | 3200.8663 | 873.1606 | 811.4896
2024-09-29 21:00 | 1383.9641 | 2567.4046 | 3476.4929 | 7839.6607 | 2823.5495 | 5381.3056 | 3236.6246 | 797.5793 | 818.0706
2024-09-29 22:00 | 1191.3997 | 2441.1873 | 3310.3314 | 6959.8895 | 2571.8311 | 4875.2034 | 3208.6343 | 738.3981 | 742.93
2024-09-29 23:00 | 1084.7025 | 2407.101 | 3246.1591 | 6367.9991 | 2361.7703 | 4559.1907 | 3105.0357 | 683.4369 | 713.7189
2024-09-30 | 1007.7498 | 2380.9574 | 3196.9084 | 6120.7189 | 2108.5251 | 4407.4835 | 3088.7919 | 664.5979 | 696.1068
2024-09-30 01:00 | 979.4164 | 2367.7062 | 3105.7383 | 5976.2579 | 2142.1434 | 4411.7859 | 3078.1777 | 659.8529 | 643.0028
2024-09-30 02:00 | 954.8264 | 2316.4093 | 3106.3146 | 5945.5464 | 2136.8595 | 4372.1048 | 3028.0211 | 658.1054 | 630.0902
2024-09-30 03:00 | 967.8747 | 2302.2469 | 3109.0467 | 6124.0973 | 2159.7782 | 4407.355 | 2988.7689 | 661.7244 | 613.5592
2024-09-30 04:00 | 1013.468 | 2417.8021 | 3159.6115 | 6655.2616 | 2336.4302 | 4698.961 | 3008.1057 | 684.7347 | 636.6123
2024-09-30 05:00 | 1155.145 | 2535.0484 | 3277.1381 | 7416.6003 | 2623.9722 | 5279.8433 | 3009.1785 | 770.0322 | 690.2884
2024-09-30 06:00 | 1374.9835 | 2576.0171 | 3321.4461 | 8075.1847 | 2925.7643 | 5615.2017 | 3038.4252 | 814.4439 | 706.9738
2024-09-30 07:00 | 1387.3251 | 2617.6111 | 3392.8738 | 8393.528 | 3013.7762 | 5674.576 | 3038.5607 | 817.3103 | 695.5532
2024-09-30 08:00 | 1431.9536 | 2722.657 | 3578.4549 | 8865.0274 | 3142.3464 | 5818.6149 | 3172.3853 | 881.1459 | 710.6369
2024-09-30 09:00 | 1414.2161 | 2829.3451 | 3715.5254 | 9176.9236 | 3151.3506 | 5905.7155 | 3295.5998 | 902.6998 | 610.8416
2024-09-30 10:00 | 1395.4496 | 2737.2224 | 3761.8443 | 9024.9343 | 3053.2716 | 5820.4433 | 3298.0082 | 897.2878 | 622.841
2024-09-30 11:00 | 1409.4125 | 2693.1531 | 3645.3865 | 8772.9528 | 3001.8289 | 5788.4648 | 3298.4729 | 875.2152 | 768.6435
2024-09-30 12:00 | 1401.816 | 2746.5714 | 3584.8793 | 8545.4378 | 2903.0401 | 5761.0303 | 3308.5358 | 852.6847 | 851.3472
2024-09-30 13:00 | 1379.7279 | 2764.1589 | 3564.6735 | 8463.8105 | 2850.0056 | 5813.2849 | 3296.3672 | 879.6694 | 813.5971
2024-09-30 14:00 | 1476.5382 | 2742.6198 | 3480.1177 | 8392.1479 | 2841.6469 | 5795.06 | 3191.8504 | 880.8364 | 851.3819
2024-09-30 15:00 | 1562.0499 | 2814.1326 | 3564.0111 | 8383.2655 | 2781.6062 | 5933.1168 | 3214.0026 | 896.1638 | 849.5549
2024-09-30 16:00 | 1619.7153 | 2875.4857 | 3583.443 | 8539.1585 | 2797.0109 | 5983.3034 | 3178.5905 | 907.115 | 826.1858
2024-09-30 17:00 | 1661.3294 | 2980.3727 | 3669.6823 | 8673.7513 | 2874.1715 | 5980.2631 | 3127.969 | 919.0346 | 781.7804
2024-09-30 18:00 | 1777.8196 | 3285.4477 | 3802.7889 | 8972.4465 | 3008.491 | 5996.2263 | 3078.1812 | 979.9954 | 849.9239
2024-09-30 19:00 | 1714.4666 | 3209.3606 | 3763.8588 | 8751.8234 | 3212.6347 | 5745.5435 | 3075.6618 | 945.2993 | 900.3267
2024-09-30 20:00 | 1565.5273 | 2985.7341 | 3612.21 | 8390.657 | 3069.9422 | 5364.4428 | 3070.7693 | 880.1985 | 862.4306
2024-09-30 21:00 | 1366.3663 | 2780.8056 | 3471.382 | 7782.2099 | 2741.6112 | 5016.2357 | 3075.1336 | 798.7441 | 838.6212
2024-09-30 22:00 | 1174.0274 | 2555.9322 | 3267.8157 | 6975.7519 | 2423.6795 | 4759.7794 | 2973.4565 | 735.0738 | 757.5191
2024-09-30 23:00 | 1075.7585 | 2463.6004 | 3166.6852 | 6375.5126 | 2207.1039 | 4563.0498 | 2932.9309 | 679.5194 | 694.6772
2024-10-01 | 1001.1111 | 2449.725 | 3155.7782 | 6079.8187 | 2119.8302 | 4521.2025 | 2892.5382 | 633.9179 | 664.2025
2024-10-01 01:00 | 986.844 | 2437.1119 | 3145.9732 | 5983.3789 | 2042.8316 | 4445.5646 | 2928.8069 | 638.0031 | 621.5187
2024-10-01 02:00 | 961.5106 | 2413.063 | 3099.8484 | 5968.9765 | 2001.8802 | 4367.2983 | 2955.3287 | 637.7855 | 620.8635
2024-10-01 03:00 | 968.5107 | 2426.472 | 3125.3896 | 6009.8382 | 1971.4519 | 4410.7264 | 2971.9279 | 651.0955 | 634.4481
2024-10-01 04:00 | 1034.135 | 2525.8273 | 3206.6302 | 6357.4775 | 2084.0211 | 4657.7672 | 3059.7895 | 675.0087 | 686.5094
2024-10-01 05:00 | 1170.8182 | 2703.1639 | 3337.6355 | 7004.8353 | 2281.3544 | 5070.6584 | 3192.4662 | 741.7357 | 711.1251
2024-10-01 06:00 | 1341.2991 | 2697.0405 | 3303.7915 | 7506.6876 | 2509.7022 | 5227.8725 | 3158.8022 | 779.2079 | 748.3038
2024-10-01 07:00 | 1421.2633 | 2627.3432 | 3288.7765 | 7702.8529 | 2655.5718 | 5365.8997 | 3082.8523 | 777.1647 | 765.4702
2024-10-01 08:00 | 1467.8193 | 2711.3507 | 3506.84 | 8068.776 | 2860.4273 | 5644.3527 | 3085.5378 | 785.8316 | 808.4749
2024-10-01 09:00 | 1493.7914 | 2805.8733 | 3548.4126 | 8267.4595 | 2953.9423 | 5800.2757 | 3150.4655 | 788.41 | 783.6185
2024-10-01 10:00 | 1435.117 | 2769.1175 | 3616.4401 | 8144.9274 | 2911.2084 | 5774.1556 | 3170.6307 | 768.048 | 732.6773
2024-10-01 11:00 | 1390.4256 | 2778.1003 | 3533.9819 | 7903.4429 | 2845.5685 | 5683.9983 | 3123.4468 | 748.4892 | 724.8209
2024-10-01 12:00 | 1358.2177 | 2713.2918 | 3498.9486 | 7794.2717 | 2776.1757 | 5514.7126 | 3073.9581 | 722.1963 | 763.8219
2024-10-01 13:00 | 1348.6068 | 2710.0551 | 3448.6559 | 7742.9022 | 2676.5004 | 5544.7191 | 3082.6089 | 720.7834 | 752.2452
2024-10-01 14:00 | 1366.5675 | 2728.4653 | 3458.076 | 7599.6585 | 2589.7793 | 5537.586 | 2989.9961 | 732.2783 | 763.9419
2024-10-01 15:00 | 1461.9282 | 2730.6519 | 3555.7419 | 7579.4303 | 2499.8109 | 5594.5259 | 2988.8726 | 738.2767 | 768.9836
2024-10-01 16:00 | 1550.6862 | 2772.2541 | 3575.029 | 7643.0147 | 2561.9726 | 5689.4286 | 2988.6953 | 764.1751 | 789.4421
2024-10-01 17:00 | 1619.6715 | 2806.4191 | 3622.9256 | 7728.3497 | 2610.5163 | 5772.3035 | 2975.0898 | 784.2239 | 743.4658
2024-10-01 18:00 | 1728.6255 | 2975.4964 | 3640.4273 | 8098.4117 | 2722.4064 | 5936.0653 | 2978.6877 | 869.9619 | 815.9188
2024-10-01 19:00 | 1653.9691 | 2984.2724 | 3515.3304 | 8123.284 | 2963.846 | 5779.9911 | 2933.2641 | 868.9863 | 892.3663
2024-10-01 20:00 | 1451.8927 | 2810.2951 | 3446.2711 | 7813.326 | 2850.7135 | 5507.8367 | 2952.2003 | 833.8843 | 854.177
2024-10-01 21:00 | 1253.9604 | 2570.7856 | 3298.321 | 7099.7225 | 2576.2826 | 5050.6117 | 2943.0478 | 752.0292 | 762.0124
2024-10-01 22:00 | 1099.2589 | 2443.4922 | 3147.9186 | 6425.7615 | 2289.4948 | 4659.3129 | 2891.3318 | 669.1466 | 687.1723
2024-10-01 23:00 | 955.366 | 2365.2712 | 2990.0325 | 5995.9858 | 2059.064 | 4452.2635 | 2811.059 | 641.9974 | 637.7077
2024-10-02 | 891.6039 | 2333.9612 | 2904.7531 | 5774.1059 | 2015.4324 | 4376.7953 | 2799.6091 | 624.0191 | 625.8553
2024-10-02 01:00 | 893.0464 | 2344.1059 | 2906.2128 | 5716.2837 | 1917.1869 | 4314.702 | 2818.6283 | 621.7307 | 629.9826
2024-10-02 02:00 | 891.0728 | 2279.3991 | 2868.1069 | 5625.4992 | 1894.7165 | 4260.8463 | 2821.3928 | 611.561 | 625.3295
2024-10-02 03:00 | 893.315 | 2279.2684 | 2837.6725 | 5640.9897 | 1931.2753 | 4258.5565 | 2759.9603 | 612.226 | 613.51
2024-10-02 04:00 | 960.9193 | 2394.0579 | 2998.8221 | 5993.9992 | 1977.6948 | 4602.0861 | 2838.6763 | 637.6419 | 624.8322
2024-10-02 05:00 | 1095.8526 | 2492.3611 | 3149.6493 | 6535.1744 | 2176.7797 | 5049.1227 | 3015.004 | 672.3052 | 660.8136
2024-10-02 06:00 | 1224.5381 | 2540.0968 | 3093.7 | 6929.9856 | 2299.0261 | 5251.7418 | 2978.5765 | 675.7226 | 685.1357
2024-10-02 07:00 | 1284.7335 | 2516.7255 | 3031.1567 | 7053.5315 | 2355.2247 | 5206.1417 | 2820.4866 | 669.9099 | 685.6516
2024-10-02 08:00 | 1360.3255 | 2639.8737 | 3168.2076 | 7561.6886 | 2591.7456 | 5346.1308 | 2845.5356 | 726.9555 | 684.263
2024-10-02 09:00 | 1335.0969 | 2722.695 | 3185.0492 | 7841.3325 | 2637.3521 | 5441.3188 | 2895.7088 | 735.8612 | 746.1966
2024-10-02 10:00 | 1300.2661 | 2659.6915 | 3218.6468 | 7777.9243 | 2689.1231 | 5409.3008 | 2885.1982 | 729.2049 | 798.8087
2024-10-02 11:00 | 1238.7055 | 2598.4632 | 3223.3906 | 7598.7948 | 2650.3414 | 5284.8126 | 2939.2773 | 714.5607 | 748.3812
2024-10-02 12:00 | 1204.1617 | 2555.1627 | 3202.1847 | 7464.0665 | 2597.1536 | 5209.4447 | 2921.145 | 693.977 | 717.976
2024-10-02 13:00 | 1198.5418 | 2542.47 | 3213.6447 | 7441.4366 | 2481.2776 | 5211.0779 | 2957.1213 | 690.0919 | 783.2913
2024-10-02 14:00 | 1205.2797 | 2481.6558 | 3192.831 | 7323.5012 | 2369.6043 | 5179.9746 | 2932.0696 | 709.7359 | 744.9855
2024-10-02 15:00 | 1281.0341 | 2492.1162 | 3219.6604 | 7533.3298 | 2369.5717 | 5276.0041 | 2933.0283 | 708.132 | 649.9133
2024-10-02 16:00 | 1379.3659 | 2520.7131 | 3253.3597 | 7727.7404 | 2351.6497 | 5468.4078 | 2865.3407 | 724.0201 | 700.4065
2024-10-02 17:00 | 1439.1175 | 2600.2808 | 3241.3429 | 7780.6509 | 2409.3761 | 5544.1238 | 2916.3074 | 743.4912 | 756.8644
2024-10-02 18:00 | 1599.7379 | 2842.6685 | 3399.8299 | 8199.1189 | 2508.9905 | 5710.7826 | 2969.5315 | 848.7129 | 776.3867
2024-10-02 19:00 | 1535.2209 | 2828.6212 | 3276.6043 | 8236.8062 | 2819.3651 | 5671.9014 | 2988.9279 | 871.6834 | 799.2231
2024-10-02 20:00 | 1444.3625 | 2727.7504 | 3244.8283 | 7882.1933 | 2765.6153 | 5363.8177 | 2905.1792 | 820.215 | 749.0371
2024-10-02 21:00 | 1267.5749 | 2539.3978 | 3195.0386 | 7109.7343 | 2581.0269 | 5022.5174 | 2883.493 | 737.7148 | 713.3306
2024-10-02 22:00 | 1089.9959 | 2358.9996 | 3101.6421 | 6319.7001 | 2235.5853 | 4565.2456 | 2888.5815 | 663.364 | 652.7497
2024-10-02 23:00 | 1004.9337 | 2267.9546 | 3043.187 | 5803.5451 | 2018.0206 | 4339.2411 | 2872.2147 | 646.1894 | 584.2223
2024-10-03 | 950.0538 | 2269.7502 | 3012.3389 | 5543.3106 | 2016.6278 | 4221.9196 | 2861.3838 | 624.7698 | 584.5181
2024-10-03 01:00 | 933.4526 | 2268.3518 | 2956.14 | 5484.2216 | 1973.275 | 4276.4908 | 2895.7824 | 620.7915 | 612.0181
2024-10-03 02:00 | 908.3224 | 2235.0001 | 2959.2637 | 5571.7267 | 1919.3743 | 4295.4912 | 2905.5479 | 618.0396 | 594.3893
2024-10-03 03:00 | 902.5503 | 2233.8201 | 2878.6656 | 5771.3513 | 1952.7344 | 4381.0726 | 2851.0596 | 620.5103 | 568.2359
2024-10-03 04:00 | 949.3806 | 2296.5173 | 2902.049 | 6219.3515 | 2038.4315 | 4592.9853 | 2848.1554 | 628.8982 | 603.5963
2024-10-03 05:00 | 1113.8987 | 2446.9492 | 3069.7269 | 7164.2656 | 2424.6364 | 5093.8416 | 2995.092 | 719.2169 | 653.7308
2024-10-03 06:00 | 1368.356 | 2535.1881 | 3168.9142 | 8065.2393 | 2750.1417 | 5552.5149 | 3097.8162 | 790.2456 | 729.7269
2024-10-03 07:00 | 1404.2604 | 2525.6881 | 3159.3609 | 8251.5898 | 2855.8615 | 5707.3939 | 2981.1263 | 793.5979 | 668.5479
2024-10-03 08:00 | 1426.5198 | 2664.5257 | 3342.6057 | 8578.386 | 3012.5912 | 5779.5532 | 3018.4396 | 825.286 | 675.7773
2024-10-03 09:00 | 1457.7447 | 2686.6104 | 3411.8491 | 8685.5902 | 3076.3474 | 5969.7914 | 3159.9446 | 854.6827 | 684.9133
2024-10-03 10:00 | 1448.6218 | 2706.5872 | 3433.1957 | 8628.886 | 3122.8977 | 5858.1554 | 3240.6152 | 850.6302 | 674.8732
2024-10-03 11:00 | 1440.921 | 2664.0045 | 3389.9726 | 8611.5668 | 3118.2483 | 5764.9792 | 3252.9122 | 820.7649 | 727.2429
2024-10-03 12:00 | 1428.7125 | 2658.091 | 3344.6101 | 8436.2309 | 3071.4125 | 5744.3606 | 3194.7198 | 803.1921 | 763.5989
2024-10-03 13:00 | 1422.8841 | 2668.9295 | 3400.3657 | 8415.1491 | 2974.983 | 5713.8253 | 3194.3626 | 811.8137 | 805.7474
2024-10-03 14:00 | 1447.1621 | 2659.3711 | 3400.2552 | 8360.8536 | 3033.5932 | 5748.9434 | 3107.9327 | 807.4837 | 739.0615
2024-10-03 15:00 | 1525.1443 | 2706.5564 | 3381.7007 | 8480.2762 | 3040.0754 | 5902.4952 | 3115.8415 | 816.7331 | 705.4464
2024-10-03 16:00 | 1683.5861 | 2729.781 | 3365.1389 | 8625.0628 | 2969.2705 | 5960.0293 | 3135.9484 | 841.9382 | 723.1983
2024-10-03 17:00 | 1743.7418 | 2835.8813 | 3491.9701 | 8668.1824 | 3057.8426 | 6001.8333 | 3118.6865 | 848.2794 | 737.3271
2024-10-03 18:00 | 1773.9567 | 3054.4266 | 3634.605 | 9014.3193 | 3180.2397 | 6148.9178 | 3054.4652 | 912.6013 | 861.7146
2024-10-03 19:00 | 1694.5578 | 3019.8115 | 3544.8772 | 8857.4926 | 3234.2362 | 5964.9685 | 3073.773 | 919.2079 | 882.2368
2024-10-03 20:00 | 1505.3306 | 2825.691 | 3523.653 | 8315.2676 | 3041.0955 | 5569.9825 | 3109.5702 | 858.6965 | 858.4502
2024-10-03 21:00 | 1295.7148 | 2630.3923 | 3429.3021 | 7619.3358 | 2739.4748 | 5163.8488 | 3130.6807 | 783.8177 | 848.0879
2024-10-03 22:00 | 1105.839 | 2416.5493 | 3187.9784 | 6674.9233 | 2411.7271 | 4693.2457 | 2927.987 | 715.5375 | 765.6794
2024-10-03 23:00 | 1076.4193 | 2354.5735 | 3151.6469 | 6227.7684 | 2125.2479 | 4568.496 | 2912.1921 | 680.4381 | 704.7746
2024-10-04 | 1031.8004 | 2307.6567 | 3134.4796 | 5925.8394 | 1968.6216 | 4410.3967 | 2908.434 | 661.1761 | 697.1996
2024-10-04 01:00 | 1054.9994 | 2277.9735 | 3092.2289 | 5811.9152 | 1900.9257 | 4402.7994 | 2916.5072 | 674.1956 | 714.97
2024-10-04 02:00 | 1099.7914 | 2277.7541 | 2989.9716 | 5838.5415 | 1898.4597 | 4376.6996 | 2891.8229 | 677.6648 | 711.8203
2024-10-04 03:00 | 1127.239 | 2221.0058 | 3010.6618 | 6019.0226 | 1907.0931 | 4425.4169 | 2843.644 | 681.8511 | 717.4208
2024-10-04 04:00 | 1201.561 | 2290.2597 | 3108.2543 | 6511.178 | 2036.716 | 4708.0173 | 2877.3024 | 703.6948 | 736.7459
2024-10-04 05:00 | 1368.4058 | 2412.5732 | 3274.1728 | 7447.2652 | 2299.333 | 5183.4218 | 2961.9893 | 801.4554 | 750.3109
2024-10-04 06:00 | 1548.3712 | 2460.8016 | 3372.8797 | 8183.3867 | 2610.1248 | 5640.9504 | 3022.6772 | 852.3577 | 775.4317
2024-10-04 07:00 | 1609.2382 | 2466.2711 | 3300.1139 | 8365.0454 | 2731.0209 | 5746.0638 | 2966.8143 | 854.9494 | 785.0868
2024-10-04 08:00 | 1666.9176 | 2540.0217 | 3378.857 | 8661.3934 | 2922.2002 | 5836.3328 | 3046.6463 | 877.0457 | 735.9924
2024-10-04 09:00 | 1722.444 | 2531.2945 | 3369.1834 | 8633.7233 | 3034.9669 | 5899.0745 | 3068.901 | 858.8775 | 786.3373
2024-10-04 10:00 | 1654.3609 | 2483.2053 | 3402.6118 | 8577.1891 | 2977.6501 | 5769.2851 | 3143.7947 | 849.4497 | 794.2208
2024-10-04 11:00 | 1632.4546 | 2467.2198 | 3394.9721 | 8396.1502 | 2962.179 | 5686.4823 | 3187.3345 | 838.4312 | 783.0837
2024-10-04 12:00 | 1602.0773 | 2429.5517 | 3350.6503 | 8246.3903 | 2905.3619 | 5610.5813 | 3100.5196 | 791.7479 | 787.511
2024-10-04 13:00 | 1596.3197 | 2443.1086 | 3356.9147 | 8232.8822 | 2865.8658 | 5569.0044 | 3064.7585 | 788.458 | 826.4379
2024-10-04 14:00 | 1635.1701 | 2434.369 | 3385.1566 | 8174.6211 | 2796.7149 | 5571.5142 | 2999.4718 | 805.3344 | 867.2704
2024-10-04 15:00 | 1693.8391 | 2484.0663 | 3404.6155 | 8249.0561 | 2899.1164 | 5678.2778 | 3065.1529 | 830.6977 | 767.1134
2024-10-04 16:00 | 1738.4526 | 2588.15 | 3395.0317 | 8339.341 | 3006.5943 | 5767.0886 | 3068.3472 | 842.556 | 794.517
2024-10-04 17:00 | 1790.1183 | 2775.0679 | 3477.509 | 8345.2422 | 3041.9969 | 5807.1562 | 3025.6311 | 841.5929 | 780.1251
2024-10-04 18:00 | 1913.9337 | 3062.652 | 3725.1825 | 8725.1697 | 3109.3329 | 6091.5682 | 2952.8608 | 901.2838 | 879.4778
2024-10-04 19:00 | 1849.7529 | 3025.1722 | 3789.7257 | 8824.0245 | 3136.3748 | 5992.4151 | 3011.4882 | 871.2516 | 903.6088
2024-10-04 20:00 | 1679.0088 | 2840.8924 | 3700.3911 | 8371.236 | 2903.8767 | 5617.0786 | 3062.9234 | 814.6056 | 886.3978
2024-10-04 21:00 | 1497.6545 | 2620.6552 | 3526.8024 | 7577.2197 | 2546.3508 | 5170.8241 | 3044.4799 | 763.3099 | 821.0853
2024-10-04 22:00 | 1316.3424 | 2455.463 | 3350.0805 | 6763.2675 | 2251.2437 | 4757.7131 | 3007.4402 | 713.59 | 793.0926
2024-10-04 23:00 | 1117.5044 | 2346.6134 | 3129.7605 | 6233.4192 | 2034.9205 | 4545.0075 | 2937.7886 | 681.2004 | 727.4428
2024-10-05 | 1099.309 | 2249.5775 | 3135.243 | 5873.4298 | 1858.1086 | 4365.9755 | 2835.704 | 660.619 | 785.2873
2024-10-05 01:00 | 960.0473 | 2207.373 | 3074.5201 | 5810.7878 | 1843.6305 | 4417.0825 | 2851.9002 | 659.1357 | 755.7058
2024-10-05 02:00 | 919.5319 | 2215.0053 | 2973.4642 | 5842.6159 | 1987.106 | 4386.6564 | 2858.1066 | 644.6574 | 735.9074
2024-10-05 03:00 | 970.0383 | 2205.4223 | 2917.7585 | 5996.3314 | 2082.7606 | 4458.9504 | 2794.7205 | 641.4283 | 691.8442
2024-10-05 04:00 | 1134.9822 | 2291.5707 | 2982.2492 | 6492.6837 | 2199.927 | 4693.5085 | 2780.0408 | 658.702 | 664.3074
2024-10-05 05:00 | 1285.9137 | 2352.1245 | 3150.7842 | 7221.3549 | 2586.1504 | 5143.2819 | 2837.5561 | 699.7965 | 732.7391
2024-10-05 06:00 | 1502.5991 | 2554.5447 | 3376.209 | 8178.8402 | 2916.8566 | 5672.88 | 3069.9648 | 774.391 | 737.5961
2024-10-05 07:00 | 1568.3939 | 2579.7042 | 3352.6539 | 8231.4668 | 3055.2634 | 5722.3704 | 2975.0328 | 799.5635 | 706.7665
2024-10-05 08:00 | 1547.1499 | 2591.2997 | 3354.572 | 8505.2642 | 3192.4466 | 5727.8587 | 3048.7537 | 824.3354 | 763.2162
2024-10-05 09:00 | 1542.4964 | 2595.0568 | 3336.497 | 8577.8123 | 3218.1899 | 5726.9783 | 3113.7733 | 830.4227 | 842.6065
2024-10-05 10:00 | 1499.6121 | 2499.6196 | 3429.8468 | 8465.1466 | 3218.8333 | 5628.0457 | 3113.6501 | 852.6115 | 795.7089
2024-10-05 11:00 | 1395.4969 | 2529.1874 | 3455.5602 | 8299.7313 | 3179.5322 | 5608.5676 | 3176.8938 | 853.0633 | 778.1907
2024-10-05 12:00 | 1346.7009 | 2521.3401 | 3401.7654 | 8122.8519 | 3106.8289 | 5525.0415 | 3120.4778 | 821.9839 | 738.5914
2024-10-05 13:00 | 1370.1138 | 2534.8824 | 3315.4394 | 8079.7116 | 2997.9111 | 5479.0986 | 3097.7051 | 815.5582 | 746.4959
2024-10-05 14:00 | 1413.2605 | 2531.3752 | 3445.8555 | 7970.4134 | 3031.8949 | 5401.4612 | 3019.728 | 794.9148 | 720.9947
2024-10-05 15:00 | 1473.8713 | 2592.7478 | 3518.2944 | 8251.1298 | 3057.3909 | 5555.4145 | 3045.2949 | 803.3308 | 707.9781
2024-10-05 16:00 | 1546.2978 | 2713.7731 | 3568.3561 | 8421.5593 | 3148.8065 | 5724.878 | 3064.871 | 835.8972 | 705.2547
2024-10-05 17:00 | 1768.5469 | 2779.6558 | 3609.862 | 8346.2114 | 3150.4688 | 5782.1725 | 2999.7187 | 851.06 | 733.7962
2024-10-05 18:00 | 1853.0908 | 3075.0097 | 3820.1771 | 8719.1027 | 3253.117 | 6086.8907 | 2965.9126 | 884.9285 | 771.2666
2024-10-05 19:00 | 1780.9673 | 3048.4756 | 3879.0193 | 8724.8722 | 3386.819 | 5872.3518 | 3043.3138 | 854.4145 | 776.5099
2024-10-05 20:00 | 1637.6313 | 2916.5496 | 3832.4793 | 8286.8604 | 3311.9476 | 5546.1212 | 3055.7324 | 766.8186 | 710.2647
2024-10-05 21:00 | 1430.4402 | 2737.3404 | 3713.1388 | 7604.7968 | 2980.3634 | 5118.531 | 3028.4117 | 710.6675 | 680.4331
2024-10-05 22:00 | 1232.4509 | 2514.8437 | 3510.2551 | 6778.1162 | 2621.7393 | 4704.3462 | 3050.293 | 674.5554 | 595.083
2024-10-05 23:00 | 1155.6099 | 2363.2913 | 3304.1385 | 6213.507 | 2366.5082 | 4397.1567 | 2968.8621 | 638.3084 | 570.5854
2024-10-06 | 1025.9309 | 2333.7985 | 3244.0211 | 5925.9198 | 2211.5461 | 4368.7227 | 2966.1027 | 609.7856 | 562.9296
2024-10-06 01:00 | 981.266 | 2361.7021 | 3199.3351 | 5857.8471 | 2205.1499 | 4306.7843 | 3029.3427 | 604.5432 | 580.8942
2024-10-06 02:00 | 987.0114 | 2359.9762 | 3227.3916 | 5881.1308 | 2152.7649 | 4251.4517 | 3009.4428 | 592.8961 | 558.563
2024-10-06 03:00 | 1000.8417 | 2303.9318 | 3187.0931 | 6019.4858 | 2164.2214 | 4365.5895 | 2963.4326 | 589.9853 | 559.0071
2024-10-06 04:00 | 1052.8448 | 2405.9903 | 3268.1098 | 6532.2925 | 2347.5812 | 4697.9252 | 2948.6899 | 603.1071 | 592.5023
2024-10-06 05:00 | 1153.9722 | 2550.1007 | 3424.0858 | 7410.3574 | 2657.4283 | 5204.0723 | 3010.1531 | 684.3622 | 623.8003
2024-10-06 06:00 | 1382.3078 | 2632.8472 | 3483.2047 | 8286.6227 | 2926.126 | 5704.6722 | 3088.9416 | 766.6039 | 681.6188
2024-10-06 07:00 | 1486.5182 | 2585.2549 | 3416.4931 | 8371.3104 | 2967.7791 | 5697.6796 | 2916.919 | 783.7589 | 718.0676
2024-10-06 08:00 | 1569.8328 | 2565.1838 | 3459.868 | 8743.6039 | 3037.8965 | 5816.5316 | 2909.5487 | 846.1858 | 688.5945
2024-10-06 09:00 | 1584.3325 | 2605.1227 | 3453.1781 | 9021.4683 | 3037.585 | 5842.8346 | 2999.1266 | 854.1567 | 676.1185
2024-10-06 10:00 | 1575.2389 | 2585.2536 | 3428.3563 | 9059.8499 | 2945.4524 | 5790.973 | 2959.4809 | 831.8727 | 652.6101
2024-10-06 11:00 | 1571.6633 | 2546.2384 | 3434.1039 | 9074.0717 | 2828.943 | 5760.957 | 2950.8783 | 810.6904 | 618.0844
2024-10-06 12:00 | 1531.2282 | 2546.9609 | 3432.1062 | 8971.8202 | 2802.0348 | 5719.6457 | 2914.9985 | 787.3132 | 611.1509
2024-10-06 13:00 | 1500.7298 | 2497.1766 | 3440.4993 | 8955.4554 | 2743.3159 | 5721.388 | 2884.638 | 783.6182 | 595.7627
2024-10-06 14:00 | 1506.1579 | 2575.2803 | 3419.69 | 8933.8675 | 2728.9588 | 5725.7626 | 2868.02 | 769.0555 | 569.3408
2024-10-06 15:00 | 1548.1072 | 2640.264 | 3546.4262 | 9050.9622 | 2772.401 | 5819.6849 | 2882.9567 | 785.5694 | 622.0164
2024-10-06 16:00 | 1593.6685 | 2778.4584 | 3682.6764 | 9120.2859 | 2912.7447 | 5962.1338 | 2934.2828 | 814.6055 | 675.1543
2024-10-06 17:00 | 1654.081 | 2859.3238 | 3762.5594 | 9009.9546 | 2972.6869 | 6006.1416 | 2939.0458 | 815.3036 | 711.7818
2024-10-06 18:00 | 1754.9491 | 3053.2214 | 3909.2284 | 9414.8283 | 3096.4908 | 6169.1402 | 2916.6662 | 893.7628 | 800.8208
2024-10-06 19:00 | 1742.3167 | 2948.1292 | 3784.5101 | 9357.4772 | 3156.6003 | 5983.1782 | 2936.6514 | 906.2167 | 875.493
2024-10-06 20:00 | 1616.0028 | 2781.4571 | 3769.0771 | 8969.4988 | 3059.425 | 5633.2278 | 2984.5251 | 839.1695 | 766.9909
2024-10-06 21:00 | 1435.9358 | 2580.7612 | 3657.1647 | 8102.863 | 2787.5904 | 5224.2426 | 3058.3774 | 751.7649 | 655.0166
2024-10-06 22:00 | 1217.8808 | 2482.9236 | 3509.5989 | 7133.5752 | 2498.9817 | 4789.0608 | 3080.3371 | 685.6486 | 639.5666
2024-10-06 23:00 | 1094.0429 | 2410.5872 | 3413.3367 | 6449.438 | 2289.3324 | 4527.6042 | 3002.4973 | 641.7667 | 622.4513
2024-10-07 | 1031.5785 | 2390.0101 | 3379.5255 | 6128.5303 | 2239.3369 | 4450.0262 | 2993.6465 | 619.3281 | 608.0652
2024-10-07 01:00 | 999.4734 | 2399.5153 | 3361.2866 | 6002.4034 | 2204.2981 | 4482.1582 | 3039.7165 | 623.1095 | 614.0705
2024-10-07 02:00 | 976.811 | 2363.7556 | 3360.5377 | 5961.804 | 2175.0704 | 4423.8113 | 3010.0888 | 620.0054 | 579.6107
2024-10-07 03:00 | 967.3426 | 2330.7306 | 3308.8071 | 6102.8674 | 2189.5063 | 4440.7054 | 2939.8405 | 623.6315 | 568.8324
2024-10-07 04:00 | 1033.5283 | 2416.6626 | 3336.0475 | 6598.4591 | 2268.3107 | 4654.6374 | 2920.7165 | 634.7022 | 581.7607
2024-10-07 05:00 | 1230.9776 | 2536.933 | 3531.4283 | 7559.9694 | 2658.495 | 5162.9316 | 3004.3421 | 713.8447 | 614.526
2024-10-07 06:00 | 1486.1874 | 2671.1252 | 3626.8972 | 8327.5253 | 2976.0104 | 5628.9006 | 3129.1864 | 786.9836 | 662.3291
2024-10-07 07:00 | 1542.0457 | 2691.3559 | 3488.2875 | 8518.4118 | 3106.6338 | 5802.8044 | 3032.6016 | 797.043 | 709.692
2024-10-07 08:00 | 1580.5248 | 2781.7096 | 3547.611 | 8808.8788 | 3197.0062 | 6022.0415 | 3045.7062 | 811.6327 | 728.2126
2024-10-07 09:00 | 1563.0076 | 2896.7389 | 3621.9442 | 8848.056 | 3250.618 | 6038.7862 | 3099.3111 | 807.6428 | 707.9717
2024-10-07 10:00 | 1538.7916 | 2867.0413 | 3579.7191 | 8859.9166 | 3141.3872 | 5917.0843 | 3146.8327 | 792.269 | 692.2281
2024-10-07 11:00 | 1530.8869 | 2838.562 | 3527.2695 | 8779.9097 | 3087.961 | 5897.5692 | 3148.215 | 771.7835 | 706.7523
2024-10-07 12:00 | 1474.7658 | 2818.5903 | 3504.762 | 8525.6799 | 3038.9974 | 5795.3057 | 3174.8139 | 751.3963 | 685.5237
2024-10-07 13:00 | 1451.2382 | 2809.4228 | 3550.7638 | 8382.6293 | 2928.7573 | 5751.8411 | 3190.6226 | 747.0035 | 694.798
2024-10-07 14:00 | 1444.9517 | 2825.5877 | 3545.4266 | 8234.0983 | 2837.6227 | 5695.4567 | 3155.7633 | 740.388 | 673.8174
2024-10-07 15:00 | 1475.2656 | 2891.2319 | 3644.0673 | 8284.8597 | 2860.8548 | 5904.1065 | 3193.6312 | 760.9821 | 699.8009
2024-10-07 16:00 | 1504.2001 | 2997.037 | 3725.0269 | 8451.4834 | 2840.2606 | 6026.8719 | 3181.0423 | 801.8851 | 722.7767
2024-10-07 17:00 | 1548.0902 | 3069.6831 | 3753.5157 | 8533.2137 | 2925.8073 | 6050.7335 | 3152.3338 | 795.3612 | 741.0629
2024-10-07 18:00 | 1698.3275 | 3223.6569 | 3877.0498 | 8870.3712 | 2985.1788 | 6134.8164 | 3043.7762 | 883.6754 | 819.3268
2024-10-07 19:00 | 1750.972 | 3092.8664 | 3826.1046 | 8676.479 | 3118.9351 | 5929.5503 | 3035.445 | 898.9429 | 859.2554
2024-10-07 20:00 | 1622.7609 | 2880.5708 | 3729.8192 | 8310.7008 | 3046.5807 | 5553.8534 | 3082.1814 | 838.5563 | 790.6348
2024-10-07 21:00 | 1415.9591 | 2673.5035 | 3654.2342 | 7668.1579 | 2763.9275 | 5137.9786 | 3120.3738 | 770.1279 | 685.2505
2024-10-07 22:00 | 1207.9114 | 2557.2372 | 3507.8542 | 6860.1695 | 2494.065 | 4754.67 | 3059.1998 | 708.2949 | 641.3637
2024-10-07 23:00 | 1113.2009 | 2443.2562 | 3359.9712 | 6291.0643 | 2289.5258 | 4566.384 | 2990.9629 | 666.3581 | 657.3522
2024-10-08 | 1051.5903 | 2432.5156 | 3320.9728 | 5978.3767 | 2151.8799 | 4443.6613 | 2997.7401 | 656.6133 | 635.9753
2024-10-08 01:00 | 1005.3275 | 2414.8661 | 3267.7277 | 5878.5753 | 2062.8572 | 4325.5892 | 2990.7277 | 646.8211 | 618.2172
2024-10-08 02:00 | 981.7422 | 2414.5961 | 3200.5938 | 5836.9961 | 2058.0554 | 4382.0664 | 2988.8217 | 651.1561 | 590.786
2024-10-08 03:00 | 980.7007 | 2381.846 | 3216.4303 | 5908.5943 | 2119.8861 | 4429.9027 | 2998.8798 | 659.5511 | 594.8546
2024-10-08 04:00 | 1028.072 | 2440.8055 | 3278.1778 | 6236.7428 | 2190.8802 | 4686.1676 | 3063.9042 | 662.8758 | 626.5258
2024-10-08 05:00 | 1162.7416 | 2598.3567 | 3380.6941 | 6715.7974 | 2407.7767 | 5226.1779 | 3140.4984 | 705.1899 | 670.4854
2024-10-08 06:00 | 1320.6792 | 2612.5685 | 3362.7704 | 7175.3589 | 2607.3478 | 5497.0233 | 3118.971 | 724.4093 | 659.3711
2024-10-08 07:00 | 1375.9848 | 2578.0165 | 3348.2937 | 7531.5803 | 2815.6041 | 5486.3019 | 2983.17 | 756.3767 | 719.6971
2024-10-08 08:00 | 1487.3087 | 2780.3527 | 3445.9849 | 8139.424 | 2957.076 | 5647.991 | 3063.0258 | 843.4601 | 751.3518
2024-10-08 09:00 | 1471.9799 | 2896.6846 | 3691.9136 | 8359.2252 | 2969.789 | 5697.8659 | 3068.4565 | 867.6046 | 733.1433
2024-10-08 10:00 | 1388.4525 | 2853.6974 | 3671.6986 | 8293.2405 | 2905.6071 | 5687.5815 | 3018.3865 | 870.9693 | 737.6765
2024-10-08 11:00 | 1348.7224 | 2804.6969 | 3524.2298 | 8143.0511 | 2823.2663 | 5657.8328 | 2992.8858 | 801.6009 | 745.2043
2024-10-08 12:00 | 1294.2712 | 2758.6941 | 3476.0338 | 8060.9099 | 2796.042 | 5555.7565 | 3008.7304 | 781.6139 | 778.3855
2024-10-08 13:00 | 1282.2203 | 2721.2609 | 3467.1303 | 8143.1152 | 2551.7223 | 5536.003 | 3057.3985 | 767.345 | 765.3009
2024-10-08 14:00 | 1240.3191 | 2690.9665 | 3441.9906 | 8060.6254 | 2435.3973 | 5384.4014 | 3023.5014 | 764.5141 | 702.88
2024-10-08 15:00 | 1302.5832 | 2766.4747 | 3475.6008 | 8081.6924 | 2561.3766 | 5394.036 | 3086.1822 | 769.4015 | 766.0446
2024-10-08 16:00 | 1395.9801 | 2799.0553 | 3547.0524 | 8142.8515 | 2587.7756 | 5433.8245 | 3035.7959 | 783.205 | 754.2875
2024-10-08 17:00 | 1518.9347 | 2881.9185 | 3516.142 | 8257.633 | 2673.3486 | 5569.3265 | 2979.8509 | 806.4867 | 769.401
2024-10-08 18:00 | 1660.9097 | 3075.7226 | 3653.1532 | 8605.6715 | 2756.6553 | 5810.1494 | 2907.6846 | 882.7383 | 820.1931
2024-10-08 19:00 | 1590.5115 | 2926.9672 | 3609.7087 | 8600.1004 | 2937.5261 | 5699.9606 | 2933.3361 | 893.6971 | 846.6698
2024-10-08 20:00 | 1422.2137 | 2752.264 | 3579.3745 | 8191.1965 | 2854.3379 | 5306.0785 | 2885.6758 | 834.6308 | 812.4918
2024-10-08 21:00 | 1248.0676 | 2566.3246 | 3281.0375 | 7448.7028 | 2631.7895 | 4921.6841 | 2829.0481 | 761.6619 | 758.0831
2024-10-08 22:00 | 1084.8062 | 2452.4588 | 3130.3296 | 6728.5335 | 2402.7343 | 4603.1656 | 2793.6054 | 685.9045 | 669.4848
2024-10-08 23:00 | 1028.6721 | 2339.5051 | 3007.9654 | 6262.4467 | 2280.5774 | 4370.6199 | 2773.7146 | 651.992 | 653.2306
2024-10-09 | 941.7062 | 2321.6795 | 2978.2913 | 6038.6367 | 2087.6606 | 4313.1811 | 2765.0708 | 632.2758 | 640.6114
2024-10-09 01:00 | 925.7752 | 2313.0803 | 2978.6706 | 5897.1373 | 2068.0523 | 4305.561 | 2757.8799 | 619.5078 | 670.9723
2024-10-09 02:00 | 899.355 | 2334.5916 | 3005.1339 | 5850.2785 | 2089.518 | 4254.1112 | 2759.0691 | 625.0357 | 605.214
2024-10-09 03:00 | 918.4623 | 2324.1082 | 2927.5235 | 5945.6744 | 2072.2721 | 4279.1875 | 2785.1658 | 634.9908 | 615.6978
2024-10-09 04:00 | 982.6053 | 2377.5937 | 3071.8235 | 6159.6844 | 2111.3678 | 4525.8785 | 2833.6148 | 637.691 | 621.1935
2024-10-09 05:00 | 1111.9979 | 2509.6816 | 3268.1619 | 6680.4643 | 2286.917 | 4960.2883 | 2954.2391 | 698.3165 | 691.2032
2024-10-09 06:00 | 1244.1622 | 2546.0057 | 3213.505 | 7082.5378 | 2444.4479 | 5259.539 | 2932.1301 | 730.1346 | 683.4202
2024-10-09 07:00 | 1289.7107 | 2449.9987 | 3134.3778 | 7420.8076 | 2567.4416 | 5260.5253 | 2783.1061 | 747.1068 | 718.9683
2024-10-09 08:00 | 1353.9621 | 2551.5319 | 3273.8259 | 7968.4654 | 2690.7504 | 5410.8887 | 2797.2471 | 773.2402 | 758.7167
2024-10-09 09:00 | 1391.7971 | 2580.0131 | 3320.9029 | 8087.018 | 2775.23 | 5446.0775 | 2824.0413 | 781.104 | 804.4984
2024-10-09 10:00 | 1358.4508 | 2560.6489 | 3300.8882 | 8018.5935 | 2837.1187 | 5323.7788 | 2792.8955 | 766.9176 | 809.2702
2024-10-09 11:00 | 1364.8173 | 2548.5348 | 3296.2571 | 7838.7714 | 2807.5242 | 5155.578 | 2870.6641 | 753.6843 | 800.5652
2024-10-09 12:00 | 1317.2257 | 2581.4985 | 3270.3234 | 7799.7395 | 2692.0118 | 5132.067 | 2915.4888 | 748.6786 | 772.0223
2024-10-09 13:00 | 1323.1875 | 2576.1059 | 3297.2936 | 7769.0564 | 2537.0075 | 5136.6465 | 2876.2777 | 727.4922 | 774.882
2024-10-09 14:00 | 1313.6547 | 2617.8145 | 3233.874 | 7781.6715 | 2359.4132 | 5022.127 | 2812.7811 | 715.0005 | 820.3362
2024-10-09 15:00 | 1382.2862 | 2586.6225 | 3215.0125 | 7811.5008 | 2325.044 | 5228.2809 | 2776.7093 | 698.2436 | 776.6935
2024-10-09 16:00 | 1499.1709 | 2592.5151 | 3291.0674 | 7794.733 | 2359.7724 | 5489.5732 | 2817.858 | 724.3751 | 787.0158
2024-10-09 17:00 | 1605.3542 | 2668.5175 | 3284.5654 | 8082.654 | 2498.4155 | 5575.3139 | 2807.468 | 734.3068 | 761.2896
2024-10-09 18:00 | 1642.2171 | 2894.309 | 3499.0251 | 8565.8052 | 2725.9629 | 5786.3532 | 2766.8316 | 857.1299 | 737.8708
2024-10-09 19:00 | 1519.1548 | 2864.1462 | 3504.8421 | 8630.1964 | 2966.3114 | 5654.3599 | 2885.1293 | 877.6606 | 839.306
2024-10-09 20:00 | 1327.0465 | 2788.9183 | 3518.6053 | 8396.0671 | 2810.2752 | 5408.4598 | 3095.7287 | 846.5532 | 746.2127
2024-10-09 21:00 | 1139.7963 | 2654.3582 | 3376.3724 | 7685.2037 | 2544.8795 | 5020.8726 | 3130.4641 | 794.5245 | 741.4265
2024-10-09 22:00 | 996.1451 | 2573.8928 | 3203.1547 | 6780.2275 | 2167.7849 | 4629.2004 | 3081.9853 | 713.1757 | 671.2619
2024-10-09 23:00 | 934.4754 | 2439.7577 | 3154.9043 | 6263.2172 | 1894.3522 | 4429.6763 | 3049.72 | 687.8266 | 747.8271
2024-10-10 | 877.1721 | 2377.4225 | 3055.5246 | 5957.986 | 1821.6242 | 4432.0234 | 3046.2893 | 668.1601 | 754.9634
2024-10-10 01:00 | 883.1188 | 2397.5315 | 3006.9467 | 5785.7638 | 1792.659 | 4413.1487 | 3014.4033 | 659.788 | 745.1077
2024-10-10 02:00 | 889.6563 | 2399.4441 | 2992.585 | 5820.1805 | 1764.8161 | 4412.7068 | 3012.9729 | 661.0886 | 734.1569
2024-10-10 03:00 | 998.1002 | 2381.2484 | 2964.1914 | 5989.7996 | 1717.994 | 4502.2392 | 2955.3969 | 673.2381 | 719.4466
2024-10-10 04:00 | 1097.6938 | 2490.3776 | 2976.5517 | 6559.7947 | 1869.9783 | 4828.4032 | 2955.3543 | 699.6218 | 715.9974
2024-10-10 05:00 | 1318.3726 | 2705.0863 | 3182.7111 | 7406.4486 | 2160.2663 | 5285.6812 | 2898.5824 | 809.2194 | 674.2992
2024-10-10 06:00 | 1506.753 | 2695.9781 | 3216.6533 | 8480.9198 | 2600.777 | 5634.8431 | 3005.6397 | 844.7401 | 680.1165
2024-10-10 07:00 | 1544.4613 | 2620.7084 | 3230.6624 | 8686.0975 | 2762.9843 | 5611.5767 | 3053.582 | 797.9138 | 804.176
2024-10-10 08:00 | 1605.4686 | 2695.66 | 3302.7283 | 8743.2148 | 2831.3905 | 5698.4513 | 3015.7095 | 812.0459 | 803.2803
2024-10-10 09:00 | 1645.9348 | 2706.0615 | 3443.5345 | 8834.5637 | 3001.8466 | 5730.0332 | 3042.6907 | 825.5592 | 836.8364
2024-10-10 10:00 | 1625.386 | 2601.7977 | 3424.9944 | 8985.2051 | 2995.5858 | 5704.142 | 3101.2009 | 807.8262 | 865.6607
2024-10-10 11:00 | 1658.1494 | 2499.6247 | 3418.3593 | 8856.419 | 2966.3139 | 5688.7889 | 2999.7926 | 794.7002 | 915.3627
2024-10-10 12:00 | 1725.1198 | 2507.2779 | 3468.292 | 8557.9746 | 2899.7021 | 5608.9616 | 3001.654 | 767.4278 | 867.248
2024-10-10 13:00 | 1674.6908 | 2509.0686 | 3422.4289 | 8503.7524 | 2785.488 | 5659.1295 | 3043.7438 | 779.7496 | 765.8068
2024-10-10 14:00 | 1632.7773 | 2493.4735 | 3394.7233 | 8417.2779 | 2819.7562 | 5733.6033 | 3003.3018 | 789.3152 | 661.8276
2024-10-10 15:00 | 1633.046 | 2576.0001 | 3355.3209 | 8867.704 | 2787.1665 | 5811.6862 | 2940.848 | 799.4999 | 687.0772
2024-10-10 16:00 | 1666.4353 | 2708.3892 | 3477.0854 | 8774.4062 | 2854.6775 | 5847.5244 | 3002.6761 | 817.6966 | 819.4591
2024-10-10 17:00 | 1787.168 | 2826.6016 | 3351.3133 | 8761.342 | 2951.8296 | 6023.0452 | 2994.9549 | 862.6941 | 724.4329
2024-10-10 18:00 | 1841.5235 | 3095.7554 | 3509.9535 | 9098.298 | 2935.5803 | 6131.7307 | 3029.9528 | 938.1318 | 748.3936
2024-10-10 19:00 | 1727.8425 | 2969.6883 | 3543.1095 | 9290.7495 | 3059.1674 | 5761.5639 | 3051.8 | 949.4331 | 748.8572
2024-10-10 20:00 | 1561.238 | 2789.3166 | 3455.8701 | 8925.5851 | 2986.237 | 5431.8803 | 3092.6922 | 887.889 | 753.6398
2024-10-10 21:00 | 1351.2124 | 2608.299 | 3400.6121 | 8062.5395 | 2624.8209 | 5032.767 | 3138.5741 | 805.9241 | 680.1681
2024-10-10 22:00 | 1174.9958 | 2529.1636 | 3212.8779 | 7065.1114 | 2286.0981 | 4564.2717 | 3088.3894 | 761.9993 | 706.8971
2024-10-10 23:00 | 1050.8812 | 2424.7485 | 3166.5569 | 6279.4133 | 2134.6105 | 4432.5597 | 3026.9534 | 699.4836 | 686.5513
2024-10-11 | 1062.6654 | 2331.5033 | 3076.9382 | 5950.4839 | 2064.9504 | 4336.2665 | 3017.8098 | 676.1458 | 655.8275
2024-10-11 01:00 | 1054.4054 | 2310.9094 | 3081.8057 | 5886.5127 | 2036.9671 | 4322.7204 | 3034.1881 | 669.381 | 656.7413
2024-10-11 02:00 | 997.2272 | 2265.586 | 3126.6592 | 5854.3953 | 1993.3896 | 4317.7385 | 2993.3194 | 661.6115 | 641.7966
2024-10-11 03:00 | 1022.9152 | 2254.0562 | 3040.0794 | 6007.9653 | 2001.593 | 4312.4261 | 2883.5647 | 660.2692 | 615.7246
2024-10-11 04:00 | 1017.7273 | 2397.7246 | 3109.8279 | 6573.1102 | 2112.6672 | 4616.4996 | 2930.2104 | 693.5563 | 632.6488
2024-10-11 05:00 | 1210.5476 | 2621.2554 | 3181.7854 | 7503.3888 | 2382.4653 | 5120.894 | 2915.1529 | 804.0394 | 725.4118
2024-10-11 06:00 | 1463.7129 | 2593.3451 | 3279.4855 | 8498.3274 | 2695.009 | 5533.3929 | 3010.936 | 883.4219 | 676.966
2024-10-11 07:00 | 1521.7417 | 2477.9435 | 3252.8493 | 8545.7111 | 2820.5451 | 5597.7915 | 3008.2948 | 873.3543 | 768.9822
2024-10-11 08:00 | 1595.6156 | 2525.9104 | 3377.1269 | 8704.1596 | 2989.1132 | 5739.698 | 3096.9181 | 894.0373 | 785.7168
2024-10-11 09:00 | 1649.5202 | 2531.1545 | 3389.3717 | 8979.6138 | 3042.2793 | 5657.3458 | 3169.1039 | 919.5966 | 781.5452
2024-10-11 10:00 | 1639.6332 | 2536.0684 | 3283.1487 | 8927.4706 | 3130.8037 | 5587.1605 | 3153.4329 | 891.7614 | 809.3093
2024-10-11 11:00 | 1635.9369 | 2557.231 | 3360.132 | 8806.1574 | 3109.057 | 5587.6299 | 3177.4527 | 886.806 | 781.6109
2024-10-11 12:00 | 1610.9585 | 2492.4968 | 3282.9723 | 8584.998 | 3095.0265 | 5666.49 | 3145.2404 | 867.4694 | 779.4034
2024-10-11 13:00 | 1585.5161 | 2452.0947 | 3317.1345 | 8562.8252 | 3023.8327 | 5840.2478 | 3117.5352 | 863.3901 | 786.2881
2024-10-11 14:00 | 1587.313 | 2456.3459 | 3346.3946 | 8489.0263 | 3028.3221 | 5817.0864 | 3047.243 | 847.7948 | 833.6428
2024-10-11 15:00 | 1608.2387 | 2543.4804 | 3378.1889 | 8697.5659 | 3107.6852 | 5846.3937 | 3042.0281 | 876.723 | 866.2096
2024-10-11 16:00 | 1649.8507 | 2663.9334 | 3450.8655 | 9040.2607 | 3201.483 | 5883.6029 | 3058.3875 | 886.0825 | 829.4115
2024-10-11 17:00 | 1677.4602 | 2768.9786 | 3513.3895 | 9288.0282 | 3233.4529 | 5825.6755 | 3032.1982 | 901.6103 | 825.7395
2024-10-11 18:00 | 1727.6411 | 3026.5898 | 3666.1906 | 9779.6547 | 3324.4396 | 5824.3747 | 2976.9909 | 959.7488 | 866.4625
2024-10-11 19:00 | 1706.1188 | 2995.6959 | 3686.0284 | 9762.3567 | 3432.1555 | 5605.7857 | 2998.0561 | 981.0791 | 888.7201
2024-10-11 20:00 | 1586.9391 | 2736.0924 | 3641.4986 | 9316.6055 | 3285.4301 | 5169.4179 | 3006.1983 | 916.6622 | 853.8422
2024-10-11 21:00 | 1375.1341 | 2530.3606 | 3558.7837 | 8406.5203 | 3008.1115 | 4729.8771 | 3065.0931 | 820.6464 | 788.3396
2024-10-11 22:00 | 1166.2727 | 2418.2659 | 3448.6265 | 7315.7481 | 2706.9383 | 4391.3766 | 3039.4852 | 766.7919 | 740.2826
2024-10-11 23:00 | 1060.4109 | 2335.5818 | 3375.5604 | 6614.4441 | 2462.1509 | 4180.9529 | 3017.6086 | 714.1742 | 725.273
2024-10-12 | 998.9375 | 2304.1136 | 3322.0212 | 6341.2474 | 2372.4883 | 4114.4027 | 2974.4503 | 695.6412 | 699.3416
2024-10-12 01:00 | 966.4485 | 2310.2921 | 3251.5847 | 6260.1635 | 2311.3963 | 4065.7489 | 3004.5122 | 687.9599 | 693.3817
2024-10-12 02:00 | 946.6602 | 2292.0168 | 3186.8335 | 6147.8817 | 2257.8656 | 4071.529 | 2954.4536 | 677.3167 | 661.6126
2024-10-12 03:00 | 983.116 | 2268.4965 | 3124.3326 | 6353.6538 | 2280.7357 | 4178.8011 | 2942.715 | 670.8535 | 612.5139
2024-10-12 04:00 | 1092.0452 | 2403.9049 | 3187.7448 | 6916.6572 | 2392.3143 | 4453.9603 | 2926.3221 | 709.904 | 632.139
2024-10-12 05:00 | 1390.3027 | 2613.6356 | 3340.2004 | 7609.9284 | 2602.5464 | 4958.4135 | 2866.3009 | 820.8236 | 684.178
2024-10-12 06:00 | 1673.1089 | 2607.7347 | 3369.2014 | 8573.0247 | 2978.5507 | 5400.6316 | 2981.1381 | 886.6794 | 745.0643
2024-10-12 07:00 | 1650.6875 | 2550.7666 | 3410.6102 | 8799.3125 | 3159.124 | 5475.3864 | 2969.6678 | 868.626 | 717.4799
2024-10-12 08:00 | 1653.4075 | 2560.3545 | 3656.5744 | 8864.7599 | 3193.7703 | 5604.645 | 3070.2856 | 879.6753 | 734.1079
2024-10-12 09:00 | 1639.1147 | 2543.9854 | 3597.8105 | 8842.1303 | 3227.0426 | 5616.3065 | 3158.492 | 878.2336 | 788.7518
2024-10-12 10:00 | 1628.3799 | 2555.8473 | 3664.8866 | 8683.2865 | 3167.3244 | 5549.7194 | 3175.9445 | 888.525 | 798.0869
2024-10-12 11:00 | 1607.5143 | 2575.2205 | 3719.0571 | 8553.2808 | 3151.6912 | 5512.9991 | 3121.255 | 873.8932 | 825.036
2024-10-12 12:00 | 1576.2296 | 2547.4115 | 3714.3045 | 8344.2593 | 3067.6872 | 5426.3871 | 3147.8772 | 856.3979 | 800.9935
2024-10-12 13:00 | 1584.4732 | 2476.6643 | 3738.5069 | 8312.7947 | 3019.745 | 5474.6956 | 3102.6744 | 841.1504 | 831.9404
2024-10-12 14:00 | 1573.3489 | 2477.632 | 3700.5949 | 8301.9586 | 2985.156 | 5471.2964 | 3070.0332 | 834.3769 | 829.1493
2024-10-12 15:00 | 1604.3253 | 2571.715 | 3785.883 | 8466.3191 | 3061.6218 | 5633.5115 | 3025.0488 | 840.6825 | 850.9343
2024-10-12 16:00 | 1597.7432 | 2683.0499 | 3815.6812 | 8616.812 | 3087.2045 | 5762.0266 | 3021.7098 | 865.8927 | 895.7922
2024-10-12 17:00 | 1594.3731 | 2801.5821 | 3736.2267 | 8722.3024 | 3093.5222 | 5709.2495 | 3010.4412 | 888.0108 | 979.3892
2024-10-12 18:00 | 1663.7161 | 3064.0025 | 3812.2222 | 9045.4943 | 3170.559 | 6000.1505 | 2928.0762 | 938.9805 | 1044.9876
2024-10-12 19:00 | 1674.6462 | 3030.9948 | 3764.1941 | 9068.4122 | 3292.4862 | 5809.3888 | 2934.4224 | 965.9521 | 1080.8536
2024-10-12 20:00 | 1520.7075 | 2869.1345 | 3751.8991 | 8746.3618 | 3202.5344 | 5391.1731 | 2977.2708 | 906.1911 | 1042.4224
2024-10-12 21:00 | 1354.5345 | 2654.4618 | 3705.5807 | 7872.5056 | 2856.9774 | 4881.9106 | 2934.6238 | 824.7773 | 1016.7224
2024-10-12 22:00 | 1284.1088 | 2456.5152 | 3512.4637 | 6829.9982 | 2487.4778 | 4494.5055 | 2928.9423 | 767.3441 | 952.898
2024-10-12 23:00 | 1249.4033 | 2393.6191 | 3364.9224 | 6177.4589 | 2308.3626 | 4209.3735 | 2864.8494 | 728.8107 | 914.1695
2024-10-13 | 1163.2634 | 2343.0548 | 3300.5987 | 5928.111 | 2148.3253 | 4063.2962 | 2854.6662 | 705.1702 | 911.5856
2024-10-13 01:00 | 1113.9909 | 2337.8348 | 3264.3237 | 5819.4985 | 2104.2083 | 4024.1014 | 2861.4842 | 697.1737 | 920.4055
2024-10-13 02:00 | 1060.2205 | 2326.6166 | 3223.4457 | 5795.179 | 2130.032 | 4057.5609 | 2866.5712 | 699.3697 | 898.1989
2024-10-13 03:00 | 1030.9803 | 2331.8758 | 3182.3292 | 6093.8161 | 2126.7396 | 4185.0607 | 2829.8379 | 698.3035 | 865.1575
2024-10-13 04:00 | 1066.0685 | 2473.1908 | 3219.6103 | 6623.0993 | 2243.2862 | 4451.153 | 2837.3028 | 726.5287 | 893.6803
2024-10-13 05:00 | 1273.3902 | 2688.4029 | 3397.6242 | 7443.7453 | 2421.3516 | 5004.6735 | 2821.6675 | 835.6785 | 940.2785
2024-10-13 06:00 | 1490.5163 | 2660.1448 | 3411.4236 | 8336.3572 | 2780.6101 | 5480.2262 | 2963.9113 | 891.4675 | 976.7517
2024-10-13 07:00 | 1458.505 | 2562.7356 | 3451.0665 | 8454.4849 | 2902.0232 | 5476.6882 | 2934.5224 | 861.923 | 885.6426
2024-10-13 08:00 | 1482.4997 | 2634.8156 | 3654.38 | 8576.3795 | 2983.2543 | 5537.1045 | 3023.6558 | 879.4262 | 848.1313
2024-10-13 09:00 | 1552.3311 | 2667.3791 | 3642.0054 | 8576.2 | 3048.1849 | 5557.6447 | 3111.0526 | 864.0219 | 745.5764
2024-10-13 10:00 | 1573.1753 | 2669.1278 | 3653.7297 | 8477.2304 | 2985.2482 | 5437.9392 | 3127.4905 | 851.6519 | 741.2982
2024-10-13 11:00 | 1605.7553 | 2599.9182 | 3752.7123 | 8417.7527 | 3019.542 | 5445.6991 | 3173.0181 | 830.9563 | 676.4786
2024-10-13 12:00 | 1613.9453 | 2548.2177 | 3806.0407 | 8186.9733 | 2964.3755 | 5441.8273 | 3167.9677 | 813.4285 | 682.7964
2024-10-13 13:00 | 1626.8666 | 2551.3468 | 3783.6569 | 8133.3945 | 2917.0142 | 5420.5479 | 3101.0397 | 813.6461 | 752.6307
2024-10-13 14:00 | 1671.0518 | 2574.474 | 3787.5231 | 8115.8157 | 2937.1148 | 5460.8767 | 3048.8336 | 815.7686 | 720.2355
2024-10-13 15:00 | 1735.5048 | 2654.3887 | 3744.2966 | 8242.9507 | 2989.4117 | 5725.5935 | 3099.2519 | 845.6289 | 871.9003
2024-10-13 16:00 | 1775.2389 | 2768.2849 | 3765.7267 | 8278.5351 | 3010.5461 | 5868.7769 | 3058.1042 | 856.7979 | 893.7053
2024-10-13 17:00 | 1843.8516 | 2849.2155 | 3705.7055 | 8274.8767 | 2948.0769 | 5905.9089 | 2987.1298 | 866.6256 | 957.5581
2024-10-13 18:00 | 1860.95 | 3098.2279 | 3784.9059 | 8745.2561 | 2976.8054 | 6034.2588 | 2931.6603 | 921.7582 | 1029.1857
2024-10-13 19:00 | 1719.2701 | 3099.3567 | 3850.4999 | 8859.6648 | 3076.6626 | 5797.1353 | 2956.3541 | 954.7588 | 1023.8789
2024-10-13 20:00 | 1598.5754 | 2943.5032 | 3869.8539 | 8473.9532 | 2930.4787 | 5419.8194 | 2998.4009 | 878.7681 | 982.0859
2024-10-13 21:00 | 1357.6073 | 2775.0197 | 3780.7775 | 7689.0927 | 2593.066 | 5027.0072 | 3053.7789 | 799.9553 | 995.3817
2024-10-13 22:00 | 1168.6545 | 2583.0429 | 3608.7292 | 6782.4972 | 2345.7127 | 4530.6342 | 3075.4027 | 737.7865 | 945.5563
2024-10-13 23:00 | 1059.5249 | 2495.4071 | 3525.2627 | 6201.3441 | 2119.1803 | 4192.2772 | 3048.8558 | 686.7087 | 940.5934
2024-10-14 | 1002.7749 | 2485.523 | 3507.5952 | 5896.5683 | 2042.1953 | 4108.8273 | 3055.3216 | 666.3648 | 868.5844
2024-10-14 01:00 | 975.9424 | 2482.476 | 3436.4274 | 5796.481 | 1975.8165 | 4082.9821 | 3036.6114 | 656.1911 | 869.7119
2024-10-14 02:00 | 963.8216 | 2437.3756 | 3350.3461 | 5824.3531 | 1936.6446 | 4073.7907 | 3000.4256 | 657.6923 | 845.817
2024-10-14 03:00 | 960.3327 | 2457.7447 | 3260.5922 | 6092.0065 | 1948.2981 | 4151.0604 | 2822.1748 | 659.4423 | 854.2151
2024-10-14 04:00 | 1060.8839 | 2512.1149 | 3259.7407 | 6633.4342 | 2113.7233 | 4410.4266 | 2841.7101 | 699.8043 | 894.5978
2024-10-14 05:00 | 1321.7024 | 2782.1089 | 3334.1286 | 7323.8476 | 2423.2068 | 4978.1084 | 2945.3684 | 825.4106 | 920.3483
2024-10-14 06:00 | 1598.0678 | 2807.6815 | 3448.0422 | 8296.8359 | 2772.7152 | 5434.3562 | 3015.6056 | 886.3825 | 963.1671
2024-10-14 07:00 | 1573.1862 | 2738.6274 | 3450.6916 | 8301.377 | 2926.3834 | 5527.6094 | 3005.0476 | 833.0901 | 885.5374
2024-10-14 08:00 | 1590.1498 | 2824.3397 | 3585.1431 | 8470.7105 | 3080.3156 | 5797.6144 | 3058.6671 | 855.54 | 803.1736
2024-10-14 09:00 | 1597.4198 | 2822.0166 | 3642.0479 | 8512.9573 | 3128.6414 | 5901.1315 | 3143.8787 | 856.9928 | 827.5762
2024-10-14 10:00 | 1594.2091 | 2810.5745 | 3735.4095 | 8388.8732 | 3005.6373 | 5801.3101 | 3163.1884 | 854.3689 | 791.579
2024-10-14 11:00 | 1573.2833 | 2818.3797 | 3715.3685 | 8333.4032 | 3022.2622 | 5797.8425 | 3185.3835 | 842.0747 | 758.8933
2024-10-14 12:00 | 1562.1025 | 2861.7133 | 3713.4095 | 8110.4612 | 2918.0464 | 5779.4457 | 3225.3135 | 819.7248 | 747.617
2024-10-14 13:00 | 1554.6491 | 2863.7506 | 3795.9938 | 7999.5883 | 2912.6535 | 5826.3448 | 3175.4534 | 826.0757 | 778.9566
2024-10-14 14:00 | 1601.7224 | 2870.9185 | 3734.7714 | 7834.8482 | 2868.2519 | 5805.571 | 3132.1139 | 820.4725 | 792.3188
2024-10-14 15:00 | 1647.1329 | 2886.3447 | 3841.7316 | 7886.754 | 2874.2433 | 5935.2287 | 3124.2287 | 826.8761 | 907.7786
2024-10-14 16:00 | 1690.3578 | 2938.3123 | 3918.3796 | 7962.8661 | 2825.5498 | 5909.0636 | 3090.5699 | 848.9987 | 899.9718
2024-10-14 17:00 | 1720.5864 | 3001.1091 | 3876.5055 | 7998.6094 | 2871.1853 | 5945.1452 | 3062.9187 | 852.5944 | 922.3753
2024-10-14 18:00 | 1827.3841 | 3238.6838 | 4010.0452 | 8303.2703 | 2886.5908 | 6046.5145 | 3019.664 | 904.8554 | 1034.9521
2024-10-14 19:00 | 1783.6207 | 3165.6794 | 3914.9755 | 8251.1661 | 3029.5632 | 5777.3389 | 3027.5465 | 926.0067 | 1073.5246
2024-10-14 20:00 | 1635.1059 | 2950.5189 | 3821.0704 | 7876.7333 | 2921.8326 | 5368.3927 | 3020.0809 | 864.7945 | 1043.1054
2024-10-14 21:00 | 1407.5172 | 2713.1326 | 3679.2631 | 7217.1451 | 2646.4952 | 4951.4539 | 3023.6084 | 790.6571 | 993.15
2024-10-14 22:00 | 1217.7329 | 2556.1773 | 3519.3264 | 6522.4683 | 2375.2081 | 4556.0963 | 2964.7837 | 749.8484 | 955.5179
2024-10-14 23:00 | 1130.1347 | 2434.952 | 3401.0379 | 5988.1985 | 2157.893 | 4270.2274 | 2909.1247 | 712.191 | 931.2938
2024-10-15 | 1096.9156 | 2427.3883 | 3316.8055 | 5667.6671 | 2035.1643 | 4212.2642 | 2920.5071 | 704.1436 | 892.003
2024-10-15 01:00 | 1077.912 | 2441.8085 | 3331.6314 | 5553.4284 | 1955.3191 | 4150.4143 | 2853.7712 | 709.1333 | 919.6554
2024-10-15 02:00 | 1025.9428 | 2421.608 | 3258.4536 | 5464.1725 | 1933.6147 | 4089.7243 | 2854.0768 | 700.9058 | 902.6824
2024-10-15 03:00 | 1017.19 | 2439.157 | 3217.2291 | 5528.781 | 1981.7749 | 4148.9551 | 2896.5176 | 709.2839 | 873.6645
2024-10-15 04:00 | 1043.645 | 2545.8672 | 3376.0435 | 5863.6132 | 1960.109 | 4403.2522 | 2979.2102 | 733.1255 | 961.2135
2024-10-15 05:00 | 1155.7633 | 2659.5473 | 3563.4862 | 6482.3484 | 2135.914 | 4830.1466 | 3044.8827 | 781.4107 | 966.8669
2024-10-15 06:00 | 1311.9741 | 2736.423 | 3537.3518 | 7046.2601 | 2361.1247 | 5209.3504 | 3057.0517 | 826.4041 | 947.5599
2024-10-15 07:00 | 1362.074 | 2710.8211 | 3507.8424 | 7354.3836 | 2413.2709 | 5333.0588 | 2932.7069 | 829.5089 | 881.7115
2024-10-15 08:00 | 1381.3394 | 2858.0602 | 3667.4495 | 7948.2917 | 2610.6484 | 5637.9244 | 2975.6927 | 869.1229 | 883.979
2024-10-15 09:00 | 1344.0871 | 2929.7919 | 3771.0601 | 8188.8435 | 2782.6783 | 5743.4559 | 3088.5327 | 887.1469 | 805.3314
2024-10-15 10:00 | 1247.2744 | 2920.803 | 3765.5918 | 8052.5073 | 2753.8227 | 5667.6728 | 3128.0507 | 874.3918 | 716.1407
2024-10-15 11:00 | 1246.0525 | 2901.3574 | 3852.8153 | 8000.6664 | 2630.9198 | 5674.5026 | 3122.5537 | 863.0467 | 726.4909
2024-10-15 12:00 | 1318.4667 | 2830.3116 | 3877.3609 | 7890.9976 | 2632.2192 | 5595.0135 | 3104.7291 | 838.7113 | 733.0445
2024-10-15 13:00 | 1293.8928 | 2756.3893 | 3815.0383 | 7766.2024 | 2657.4183 | 5477.0497 | 3046.9567 | 821.5785 | 769.824
2024-10-15 14:00 | 1317.3332 | 2715.9013 | 3733.7898 | 7607.1193 | 2618.0814 | 5447.4079 | 2999.8349 | 810.0623 | 773.7082
2024-10-15 15:00 | 1381.9036 | 2772.9149 | 3739.4478 | 7623.6359 | 2596.7082 | 5482.2987 | 3033.0225 | 834.3099 | 880.5568
2024-10-15 16:00 | 1404.4618 | 2807.1677 | 3712.9423 | 7623.761 | 2635.2236 | 5525.3978 | 2993.49 | 848.6455 | 997.7139
2024-10-15 17:00 | 1422.4623 | 2866.8184 | 3759.5016 | 7593.2176 | 2723.871 | 5641.9306 | 2970.737 | 843.2334 | 943.0021
2024-10-15 18:00 | 1502.0657 | 3179.7534 | 3822.0644 | 8006.0269 | 2830.0068 | 5872.032 | 2984.4664 | 898.5234 | 1011.6461
2024-10-15 19:00 | 1570.5617 | 3142.0379 | 3666.1082 | 8083.121 | 2981.2022 | 5666.7756 | 2973.5655 | 941.5991 | 1048.2514
2024-10-15 20:00 | 1423.4982 | 2900.9347 | 3550.5904 | 7642.8477 | 2868.4294 | 5250.0288 | 2947.8351 | 887.9641 | 1012.7308
2024-10-15 21:00 | 1242.9554 | 2734.0561 | 3398.6122 | 6960.2368 | 2618.9437 | 4791.811 | 2852.771 | 814.3781 | 983.0729
2024-10-15 22:00 | 1113.9475 | 2559.7972 | 3235.0619 | 6301.6953 | 2341.984 | 4402.0407 | 2766.541 | 732.7436 | 936.0415
2024-10-15 23:00 | 1005.2515 | 2430.4978 | 3174.5186 | 5798.7928 | 2159.6951 | 4237.7811 | 2674.7547 | 699.7861 | 896.4987
2024-10-16 | 959.1102 | 2403.5006 | 3103.147 | 5512.5501 | 2027.8678 | 4167.5252 | 2714.6808 | 697.0402 | 891.4273
2024-10-16 01:00 | 902.2501 | 2395.1501 | 3063.8664 | 5443.288 | 1974.236 | 4108.3735 | 2714.4574 | 686.932 | 867.1883
2024-10-16 02:00 | 876.4947 | 2376.9379 | 3103.2811 | 5314.4865 | 1916.3995 | 4090.6784 | 2732.6144 | 666.146 | 866.7387
2024-10-16 03:00 | 870.2704 | 2380.7975 | 3086.3622 | 5382.7001 | 1890.1297 | 4129.5625 | 2734.9903 | 666.6315 | 873.4938
2024-10-16 04:00 | 900.7787 | 2470.7447 | 3149.7223 | 5695.7277 | 1993.9533 | 4371.4684 | 2792.6872 | 680.1771 | 926.2551
2024-10-16 05:00 | 1018.0175 | 2608.12 | 3380.4421 | 6254.4288 | 2129.9308 | 4687.7791 | 2831.3917 | 730.5739 | 933.6468
2024-10-16 06:00 | 1162.9477 | 2609.464 | 3410.128 | 6652.332 | 2198.9035 | 5034.3563 | 2813.1312 | 754.3543 | 903.3286
2024-10-16 07:00 | 1249.0295 | 2541.4251 | 3358.9675 | 6933.3724 | 2375.6784 | 5123.7983 | 2693.701 | 766.7665 | 904.3636
2024-10-16 08:00 | 1341.2588 | 2664.5038 | 3437.6298 | 7474.2312 | 2599.6711 | 5316.8273 | 2711.2996 | 803.8188 | 873.9714
2024-10-16 09:00 | 1334.2223 | 2714.2942 | 3404.6309 | 7786.1624 | 2724.4807 | 5413.2286 | 2758.4754 | 819.58 | 880.9674
2024-10-16 10:00 | 1287.3081 | 2668.5767 | 3382.9038 | 7711.1858 | 2865.1182 | 5368.7709 | 2764.6164 | 808.9665 | 767.2524
2024-10-16 11:00 | 1241.5988 | 2627.3229 | 3500.9038 | 7498.0958 | 2976.2548 | 5166.6057 | 2745.186 | 778.9635 | 756.1481
2024-10-16 12:00 | 1227.5947 | 2602.6845 | 3469.6759 | 7327.7304 | 2866.5737 | 5112.4328 | 2735.1662 | 757.4327 | 724.0825
2024-10-16 13:00 | 1234.6498 | 2685.2839 | 3492.2726 | 7338.6138 | 2674.9239 | 5140.6505 | 2800.6062 | 774.6357 | 688.1164
2024-10-16 14:00 | 1209.1908 | 2662.7599 | 3566.2016 | 7217.998 | 2636.3331 | 5154.7117 | 2822.0808 | 771.5655 | 726.2725
2024-10-16 15:00 | 1228.5465 | 2678.5796 | 3514.8274 | 7313.9396 | 2597.7169 | 5307.415 | 2842.4873 | 782.9133 | 819.8453
2024-10-16 16:00 | 1333.3968 | 2695.3054 | 3460.7743 | 7262.1178 | 2638.0778 | 5343.0428 | 2860.4098 | 794.4907 | 990.4371
2024-10-16 17:00 | 1478.4676 | 2792.7907 | 3509.3488 | 7421.6986 | 2743.9246 | 5366.4164 | 2912.2792 | 835.0966 | 1000.2004
2024-10-16 18:00 | 1562.9081 | 3096.5452 | 3738.8695 | 7829.1413 | 2855.2254 | 5588.7122 | 2934.3247 | 908.7678 | 1011.1853
2024-10-16 19:00 | 1464.6799 | 3054.1419 | 3660.8154 | 7824.6273 | 3033.5745 | 5405.2354 | 2955.0856 | 927.228 | 1052.3072
2024-10-16 20:00 | 1348.2214 | 2899.4186 | 3570.0525 | 7442.5248 | 2984.6005 | 5163.9264 | 2946.8155 | 874.8579 | 1036.4631
2024-10-16 21:00 | 1160.2119 | 2744.1091 | 3562.8063 | 6724.0417 | 2696.8099 | 4846.8798 | 2955.0386 | 794.4163 | 992.3508
2024-10-16 22:00 | 1054.8435 | 2655.2563 | 3351.5515 | 6061.9107 | 2380.084 | 4402.1341 | 2912.3912 | 731.169 | 971.2929
2024-10-16 23:00 | 1018.623 | 2518.2192 | 3217.2916 | 5525.291 | 2194.052 | 4169.8279 | 2869.5549 | 682.9447 | 908.4479
2024-10-17 | 952.9486 | 2418.0285 | 3201.601 | 5302.4974 | 2090.6057 | 4123.8572 | 2850.2852 | 666.8808 | 877.6004
2024-10-17 01:00 | 939.6946 | 2406.6072 | 3148.2112 | 5309.58 | 2043.9358 | 4126.8963 | 2860.2899 | 666.2678 | 883.1601
2024-10-17 02:00 | 946.3368 | 2379.9848 | 3061.3517 | 5214.734 | 1925.2868 | 4059.3762 | 2835.2369 | 652.199 | 879.5
2024-10-17 03:00 | 927.7407 | 2377.869 | 3022.9767 | 5437.1864 | 1918.287 | 4124.3048 | 2795.7044 | 648.1074 | 856.4983
2024-10-17 04:00 | 958.7133 | 2466.5207 | 3081.0056 | 5892.7634 | 2077.5057 | 4419.135 | 2785.2589 | 671.368 | 869.9778
2024-10-17 05:00 | 1201.4857 | 2668.6785 | 3260.7604 | 6712.4404 | 2389.7673 | 4973.8811 | 2759.8999 | 780.2166 | 888.8192
2024-10-17 06:00 | 1445.4043 | 2670.4284 | 3258.1994 | 7622.041 | 2824.183 | 5453.8249 | 2892.5679 | 831.4576 | 917.5725
2024-10-17 07:00 | 1389.801 | 2677.5198 | 3323.3019 | 7767.1684 | 3021.1773 | 5584.3015 | 2865.8707 | 788.6173 | 879.2931
2024-10-17 08:00 | 1483.2148 | 2808.3123 | 3517.3206 | 8117.1478 | 3171.9166 | 5556.1198 | 2898.0054 | 814.9776 | 810.2949
2024-10-17 09:00 | 1478.3146 | 2861.0271 | 3632.9837 | 8226.0003 | 3202.2646 | 5568.2982 | 3027.4578 | 859.702 | 800.2124
2024-10-17 10:00 | 1463.4329 | 2898.2588 | 3729.7884 | 8342.3284 | 3139.2509 | 5616.1815 | 2739.5994 | 885.864 | 703.7915
2024-10-17 11:00 | 1464.1735 | 2821.024 | 3671.98 | 8198.1845 | 3037.615 | 5475.4736 | 3081.6478 | 884.6474 | 676.772
2024-10-17 12:00 | 1472.6086 | 2838.7106 | 3688.8918 | 8131.6645 | 3008.4108 | 5444.9334 | 3090.4733 | 876.2461 | 670.3047
2024-10-17 13:00 | 1460.5474 | 2712.2343 | 3667.7228 | 8215.9035 | 3010.0814 | 5492.3997 | 3014.7468 | 863.3564 | 682.1788
2024-10-17 14:00 | 1548.6887 | 2773.8345 | 3668.6831 | 8226.0822 | 3036.0333 | 5526.2951 | 2734.439 | 864.9938 | 715.2414
2024-10-17 15:00 | 1633.4491 | 2774.6788 | 3643.0173 | 8275.2271 | 3037.5599 | 5626.7076 | 2927.1664 | 875.1004 | 826.4565
2024-10-17 16:00 | 1643.3778 | 2866.2934 | 3607.7325 | 8357.658 | 3083.8966 | 5656.6459 | 2935.2784 | 898.451 | 975.7992
2024-10-17 17:00 | 1626.4681 | 2942.139 | 3674.8266 | 8346.8079 | 3103.2859 | 5665.9751 | 2864.9378 | 895.2075 | 985.3147
2024-10-17 18:00 | 1622.0569 | 3197.4598 | 3812.7439 | 8561.9969 | 3205.2051 | 5800.6336 | 2829.6951 | 953.0473 | 1024.8177
2024-10-17 19:00 | 1598.6751 | 3176.4087 | 3845.8786 | 8491.5829 | 3123.1365 | 5562.8492 | 2828.1213 | 977.274 | 1059.506
2024-10-17 20:00 | 1495.1883 | 3031.3291 | 3736.6113 | 8054.5872 | 3042.7495 | 5266.6719 | 2917.4198 | 901.0005 | 1016.4746
2024-10-17 21:00 | 1302.8893 | 2823.1161 | 3615.5299 | 7264.035 | 2666.0155 | 4829.735 | 2958.2391 | 824.693 | 985.0099
2024-10-17 22:00 | 1073.1616 | 2655.24 | 3396.7887 | 6440.2185 | 2375.952 | 4402.1187 | 2891.222 | 758.8178 | 926.5994
2024-10-17 23:00 | 966.3266 | 2537.982 | 3279.3642 | 5925.8644 | 2208.4552 | 4181.4081 | 2866.8129 | 728.6597 | 870.2146
2024-10-18 | 953.9572 | 2483.9212 | 3261.6156 | 5712.7896 | 2064.0076 | 4124.7982 | 2839.2674 | 714.2592 | 894.7297
2024-10-18 01:00 | 976.6659 | 2481.8571 | 3229.5463 | 5580.2703 | 2092.4227 | 4018.2143 | 2861.6941 | 709.0131 | 860.0654
2024-10-18 02:00 | 1102.1033 | 2458.9747 | 3165.1635 | 5507.1941 | 1987.4807 | 4027.2098 | 2821.0861 | 694.8615 | 833.2053
2024-10-18 03:00 | 1171.4066 | 2431.1301 | 3050.6576 | 5749.5355 | 2019.9399 | 4135.7786 | 2773.209 | 699.0954 | 844.2862
2024-10-18 04:00 | 1179.5539 | 2508.0693 | 3144.7429 | 6220.5101 | 2213.3783 | 4399.4603 | 2730.2415 | 718.605 | 818.1789
2024-10-18 05:00 | 1440.2307 | 2700.3849 | 3312.4641 | 7067.1302 | 2460.5083 | 4934.4121 | 2745.6753 | 848.7242 | 891.9103
2024-10-18 06:00 | 1659.7602 | 2672.341 | 3403.9605 | 7925.547 | 2918.4301 | 5383.3844 | 2841.9867 | 904.9722 | 906.2555
2024-10-18 07:00 | 1608.2899 | 2668.3607 | 3458.3496 | 8128.5005 | 3105.9388 | 5408.7145 | 2802.8934 | 865.4949 | 888.1674
2024-10-18 08:00 | 1672.5158 | 2774.9938 | 3550.3481 | 8410.589 | 3265.6806 | 5640.9755 | 2894.9342 | 875.0571 | 867.0319
2024-10-18 09:00 | 1706.2689 | 2840.0824 | 3613.3805 | 8521.0245 | 3365.9335 | 5801.6941 | 2976.5147 | 882.6875 | 730.0612
2024-10-18 10:00 | 1713.2601 | 2781.2674 | 3660.2772 | 8401.2465 | 3375.1024 | 5723.6541 | 2964.5494 | 901.5076 | 851.6418
2024-10-18 11:00 | 1690.0382 | 2775.5796 | 3717.2883 | 8311.9997 | 3296.3989 | 5746.6883 | 2931.1107 | 926.1002 | 896.5665
2024-10-18 12:00 | 1648.1212 | 2651.4592 | 3674.6553 | 8158.8444 | 3286.1083 | 5708.9123 | 3079.5332 | 907.8365 | 913.3173
2024-10-18 13:00 | 1603.4656 | 2715.4284 | 3658.6648 | 8156.2318 | 3237.3466 | 5684.8186 | 3008.3669 | 894.8185 | 894.3049
2024-10-18 14:00 | 1581.3739 | 2658.5835 | 3714.7113 | 8067.3821 | 3205.8374 | 5693.4329 | 2978.8548 | 888.4363 | 884.6427
2024-10-18 15:00 | 1624.3239 | 2733.0797 | 3741.3837 | 8213.9928 | 3275.2217 | 5773.2849 | 2959.2667 | 899.1304 | 883.6685
2024-10-18 16:00 | 1619.1645 | 2818.2387 | 3737.2078 | 8344.5614 | 3336.4703 | 5885.6382 | 3011.4103 | 929.5473 | 859.6812
2024-10-18 17:00 | 1667.6584 | 2941.3019 | 3767.326 | 8423.3758 | 3324.7045 | 5905.5527 | 2979.5408 | 942.8215 | 870.9466
2024-10-18 18:00 | 1763.92 | 3121.2427 | 3868.5717 | 8741.8562 | 3312.032 | 6000.7159 | 2963.5993 | 993.2227 | 879.9632
2024-10-18 19:00 | 1731.4338 | 3117.6523 | 3747.1675 | 8680.9187 | 3311.3016 | 5733.2669 | 2913.7725 | 996.2106 | 891.0784
2024-10-18 20:00 | 1569.3423 | 2928.028 | 3638.9377 | 8259.8659 | 3165.2271 | 5404.6764 | 2954.7606 | 925.3534 | 861.9533
2024-10-18 21:00 | 1335.1298 | 2709.7461 | 3469.465 | 7452.6287 | 2902.2613 | 4955.5299 | 2920.299 | 827.1548 | 768.5233
2024-10-18 22:00 | 1119.7678 | 2612.4443 | 3346.3247 | 6652.4114 | 2604.1004 | 4585.9872 | 2934.9683 | 769.5567 | 724.6956
2024-10-18 23:00 | 1007.2436 | 2525.6849 | 3319.6442 | 6054.013 | 2365.1246 | 4356.6166 | 2882.381 | 731.2585 | 670.4981
2024-10-19 | 968.6946 | 2477.7661 | 3263.6155 | 5808.0747 | 2252.7792 | 4200.5725 | 2917.6752 | 711.1481 | 662.458
2024-10-19 01:00 | 952.1202 | 2447.0427 | 3199.0387 | 5685.9803 | 2174.093 | 4233.9384 | 2914.871 | 696.9153 | 645.4247
2024-10-19 02:00 | 952.8697 | 2379.1131 | 3192.9087 | 5753.163 | 2118.0129 | 4288.0802 | 2925.5401 | 704.1973 | 664.0942
2024-10-19 03:00 | 949.3787 | 2393.2843 | 3149.3354 | 5932.0413 | 2088.7102 | 4378.8164 | 2842.2683 | 704.2209 | 622.5865
2024-10-19 04:00 | 1057.4507 | 2456.1925 | 3186.712 | 6435.9595 | 2196.3529 | 4710.7692 | 2835.7356 | 731.7584 | 638.6624
2024-10-19 05:00 | 1359.8226 | 2655.3098 | 3257.3456 | 7221.7814 | 2489.1359 | 5161.1398 | 2803.7871 | 846.0043 | 708.8274
2024-10-19 06:00 | 1567.4549 | 2643.3124 | 3333.8584 | 8052.9719 | 2867.8603 | 5549.0429 | 2890.8643 | 888.3184 | 806.8382
2024-10-19 07:00 | 1515.2811 | 2612.1973 | 3422.4664 | 8206.2828 | 3051.2008 | 5555.6566 | 2852.2347 | 842.8791 | 751.754
2024-10-19 08:00 | 1539.9345 | 2701.2073 | 3530.7188 | 8519.399 | 3134.496 | 5783.0172 | 2980.3838 | 881.8127 | 820.1254
2024-10-19 09:00 | 1555.7899 | 2740.4541 | 3568.1625 | 8480.2965 | 3198.839 | 5816.6942 | 3069.485 | 898.0492 | 859.606
2024-10-19 10:00 | 1530.3801 | 2781.5479 | 3638.0244 | 8432.2069 | 3135.3511 | 5736.9361 | 3074.2574 | 901.2176 | 833.9174
2024-10-19 11:00 | 1472.3146 | 2759.4811 | 3636.9121 | 8328.4059 | 3146.8797 | 5683.2288 | 3131.0369 | 890.5304 | 884.0864
2024-10-19 12:00 | 1438.2236 | 2678.7989 | 3626.3728 | 8184.3492 | 3024.7248 | 5592.5664 | 3128.3418 | 872.7371 | 912.418
2024-10-19 13:00 | 1393.165 | 2719.1519 | 3686.4334 | 8186.8788 | 3027.5644 | 5695.6345 | 3093.7457 | 865.0335 | 927.1581
2024-10-19 14:00 | 1389.0708 | 2731.6526 | 3716.6971 | 8183.8542 | 2989.8276 | 5641.117 | 3077.7158 | 864.6882 | 927.8709
2024-10-19 15:00 | 1437.1052 | 2798.463 | 3781.272 | 8348.3687 | 2986.3172 | 5807.756 | 3077.2098 | 885.3591 | 922.0571
2024-10-19 16:00 | 1495.4069 | 2888.7635 | 3758.793 | 8429.6426 | 3019.362 | 5866.5535 | 3078.1965 | 907.7025 | 872.5855
2024-10-19 17:00 | 1541.728 | 2964.5721 | 3795.8139 | 8501.1089 | 2999.9021 | 5855.0048 | 3033.3741 | 912.9204 | 834.9046
2024-10-19 18:00 | 1634.1322 | 3120.3316 | 3862.504 | 8665.9875 | 3187.9903 | 6010.3793 | 2976.4797 | 948.8987 | 844.6742
2024-10-19 19:00 | 1672.8071 | 3031.3109 | 3798.4489 | 8502.286 | 3208.3052 | 5829.5534 | 2994.9159 | 958.0654 | 878.7504
2024-10-19 20:00 | 1549.9556 | 2887.3501 | 3708.768 | 8076.606 | 3072.8733 | 5426.7585 | 3048.8496 | 917.8772 | 850.9912
2024-10-19 21:00 | 1275.3236 | 2709.4701 | 3641.1267 | 7491.772 | 2785.1431 | 4942.9117 | 3072.4024 | 854.0144 | 820.0252
2024-10-19 22:00 | 1165.4351 | 2543.3708 | 3472.2477 | 6705.3503 | 2452.7716 | 4618.6259 | 3018.1222 | 814.7931 | 821.7542
2024-10-19 23:00 | 1179.8608 | 2462.3485 | 3339.2939 | 6133.2578 | 2132.0946 | 4441.6872 | 2907.776 | 779.051 | 752.1983
2024-10-20 | 1165.1621 | 2392.2414 | 3240.2366 | 5801.1667 | 2019.0688 | 4302.2079 | 2881.4245 | 760.8589 | 801.9787
2024-10-20 01:00 | 1143.3163 | 2429.1621 | 3171.5169 | 5731.8524 | 1993.2091 | 4288.6172 | 2950.6637 | 755.1117 | 792.9621
2024-10-20 02:00 | 1144.4475 | 2420.5281 | 3112.267 | 5688.9339 | 2025.0032 | 4380.8899 | 2863.7161 | 740.2701 | 780.8324
2024-10-20 03:00 | 1090.0901 | 2385.9887 | 3109.4398 | 5882.0004 | 2036.1337 | 4442.2928 | 2828.9775 | 733.9692 | 784.4425
2024-10-20 04:00 | 1028.4863 | 2501.3996 | 3137.6914 | 6479.578 | 2188.4772 | 4724.7109 | 2834.7463 | 741.5 | 754.4625
2024-10-20 05:00 | 1278.1943 | 2743.4355 | 3253.0973 | 7288.161 | 2503.8397 | 5194.6378 | 2871.4076 | 846.3237 | 817.2405
2024-10-20 06:00 | 1493.6799 | 2751.604 | 3405.2337 | 8089.08 | 2886.9607 | 5570.2742 | 2985.555 | 885.4201 | 841.6624
2024-10-20 07:00 | 1463.7823 | 2647.4068 | 3399.0632 | 8372.0675 | 3054.9296 | 5684.2564 | 3024.4063 | 876.5013 | 816.8171
2024-10-20 08:00 | 1534.9066 | 2674.708 | 3518.3598 | 8606.903 | 3169.0215 | 5773.0964 | 3098.0348 | 894.9601 | 825.6755
2024-10-20 09:00 | 1581.1434 | 2681.6139 | 3522.2979 | 8707.8061 | 3238.3674 | 5821.7448 | 3137.2118 | 882.8177 | 806.7703
2024-10-20 10:00 | 1589.4805 | 2543.7524 | 3468.9555 | 8591.5232 | 3143.8895 | 5781.8649 | 3133.0465 | 880.9761 | 785.6894
2024-10-20 11:00 | 1564.2263 | 2579.4525 | 3490.5567 | 8380.3868 | 3125.1929 | 5698.4864 | 3131.62 | 865.4139 | 830.7436
2024-10-20 12:00 | 1533.9127 | 2638.4731 | 3552.0444 | 8315.0216 | 3094.8908 | 5651.0459 | 3050.8841 | 853.9461 | 841.4969
2024-10-20 13:00 | 1491.9529 | 2650.6846 | 3550.3069 | 8322.9857 | 3041.4807 | 5661.5804 | 3071.7685 | 848.8699 | 826.4334
2024-10-20 14:00 | 1499.9224 | 2646.3685 | 3519.9566 | 8323.1029 | 3014.2222 | 5690.519 | 3036.1519 | 856.4963 | 762.7425
2024-10-20 15:00 | 1520.685 | 2713.169 | 3546.0595 | 8400.7487 | 3137.5794 | 5841.4121 | 3105.9843 | 873.6151 | 796.3177
2024-10-20 16:00 | 1614.1538 | 2803.0332 | 3466.1319 | 8483.3544 | 3163.8114 | 5947.6328 | 3068.0965 | 888.9148 | 816.0875
2024-10-20 17:00 | 1709.162 | 2860.9391 | 3470.9801 | 8496.0561 | 3148.2848 | 5933.8498 | 3002.2473 | 890.8264 | 870.0129
2024-10-20 18:00 | 1818.7341 | 3128.8654 | 3605.3547 | 8691.8673 | 3183.0885 | 6051.5219 | 2945.4696 | 955.1511 | 887.7575
2024-10-20 19:00 | 1766.5051 | 3103.4005 | 3579.9896 | 8566.6991 | 3322.7799 | 5779.637 | 3017.9544 | 973.3305 | 962.5361
2024-10-20 20:00 | 1534.2595 | 2904.8806 | 3575.6415 | 8133.1191 | 3248.4765 | 5434.7913 | 3093.9655 | 911.9655 | 906.0622
2024-10-20 21:00 | 1299.0026 | 2726.086 | 3437.0456 | 7383.3729 | 2982.4045 | 5029.5525 | 3112.2582 | 819.6433 | 872.1537
2024-10-20 22:00 | 1099.8641 | 2555.3494 | 3269.5085 | 6601.6178 | 2666.5902 | 4566.6198 | 3036.1291 | 766.8578 | 789.8497
2024-10-20 23:00 | 1009.875 | 2427.9223 | 3153.5357 | 6110.3087 | 2425.6252 | 4411.516 | 2955.1016 | 724.6551 | 718.4882
2024-10-21 | 972.347 | 2438.8897 | 3024.4448 | 5835.2099 | 2307.178 | 4319.0675 | 2965.1805 | 697.8465 | 689.7205
2024-10-21 01:00 | 971.1413 | 2385.5717 | 2993.4304 | 5719.129 | 2269.5917 | 4312.1834 | 2988.931 | 695.2054 | 695.4884
2024-10-21 02:00 | 965.6961 | 2388.2196 | 2990.7033 | 5697.4236 | 2205.772 | 4328.5495 | 2996.473 | 691.0987 | 701.1259
2024-10-21 03:00 | 969.1638 | 2390.0744 | 2909.4957 | 5889.6092 | 2225.7329 | 4433.2282 | 2911.0202 | 682.2267 | 692.7454
2024-10-21 04:00 | 1030.1504 | 2473.1856 | 2913.8885 | 6402.8597 | 2369.9492 | 4724.1408 | 2899.0617 | 706.8725 | 732.4137
2024-10-21 05:00 | 1316.8781 | 2666.2739 | 3089.9072 | 7124.6204 | 2658.1495 | 5253.3032 | 2949.6602 | 832.948 | 763.2335
2024-10-21 06:00 | 1528.225 | 2679.9779 | 3197.9253 | 7871.0475 | 2992.3386 | 5595.9833 | 3014.7963 | 857.7223 | 785.3689
2024-10-21 07:00 | 1512.208 | 2743.5546 | 3268.8238 | 8243.343 | 3157.785 | 5708.3229 | 3044.2716 | 856.721 | 761.7987
2024-10-21 08:00 | 1558.6609 | 2839.3397 | 3433.5006 | 8551.5316 | 3254.3399 | 5897.5499 | 3124.5726 | 885.1341 | 781.7842
2024-10-21 09:00 | 1572.6567 | 2829.7746 | 3385.4657 | 8655.8197 | 3300.2076 | 6043.6983 | 3245.0756 | 885.2216 | 873.2192
2024-10-21 10:00 | 1522.8408 | 2866.5089 | 3456.8962 | 8618.267 | 3219.8077 | 5980.5547 | 3245.6653 | 883.9533 | 894.7981
2024-10-21 11:00 | 1513.5551 | 2823.7083 | 3491.5064 | 8599.4607 | 3177.9346 | 5990.2432 | 3258.3744 | 875.2095 | 896.82
2024-10-21 12:00 | 1468.0441 | 2756.4476 | 3600.4363 | 8461.2212 | 3054.582 | 5886.3772 | 3280.6639 | 857.6299 | 869.3664
2024-10-21 13:00 | 1441.6089 | 2751.2156 | 3601.8598 | 8227.2634 | 2953.1108 | 5800.9308 | 3203.3471 | 845.0226 | 879.8287
2024-10-21 14:00 | 1438.4752 | 2776.6028 | 3572.8108 | 8099.4609 | 2891.9375 | 5765.6995 | 3143.6302 | 845.292 | 855.2862
2024-10-21 15:00 | 1535.9877 | 2856.6372 | 3604.0852 | 8203.6139 | 2913.5992 | 5779.7166 | 3244.0876 | 863.9768 | 847.5075
2024-10-21 16:00 | 1616.4778 | 2926.0559 | 3622.2046 | 8242.7673 | 2897.9183 | 5898.5805 | 3219.6929 | 889.9451 | 872.9018
2024-10-21 17:00 | 1802.5712 | 2965.1772 | 3558.632 | 8076.1465 | 2997.3629 | 5910.2722 | 3138.6485 | 884.5444 | 920.2195
2024-10-21 18:00 | 1920.6908 | 3139.461 | 3555.2082 | 8330.5317 | 3035.5324 | 6025.9864 | 3147.246 | 954.4081 | 1013.1821
2024-10-21 19:00 | 1894.9065 | 3051.3348 | 3539.5215 | 8218.1083 | 3157.4302 | 5824.0617 | 3181.3221 | 991.7979 | 1049.2206
2024-10-21 20:00 | 1687.0462 | 2825.7053 | 3404.6517 | 7767.7028 | 3125.7641 | 5478.8043 | 3153.3401 | 900.8003 | 1013.8237
2024-10-21 21:00 | 1486.6761 | 2644.7253 | 3238.0164 | 7134.0207 | 2817.6911 | 5065.9838 | 3110.9628 | 809.3397 | 933.4846
2024-10-21 22:00 | 1283.8887 | 2454.852 | 3040.7697 | 6454.9151 | 2511.1214 | 4635.7033 | 3038.6561 | 741.6167 | 915.3908
2024-10-21 23:00 | 1146.811 | 2385.2447 | 3009.4571 | 5939.3374 | 2275.2944 | 4389.9249 | 2963.7459 | 699.2478 | 866.5614
2024-10-22 | 1099.3895 | 2317.578 | 2981.5514 | 5609.9572 | 2181.7852 | 4273.1553 | 2954.7291 | 685.0925 | 862.3456
2024-10-22 01:00 | 1063.2773 | 2287.0119 | 2941.8494 | 5520.4346 | 2104.443 | 4198.4672 | 2928.8999 | 677.7731 | 879.3623
2024-10-22 02:00 | 1028.4405 | 2338.866 | 2804.19 | 5558.2168 | 2056.7893 | 4185.9634 | 2940.8995 | 682.1977 | 852.8893
2024-10-22 03:00 | 1080.9582 | 2339.0584 | 2836.3172 | 5589.8805 | 2057.7569 | 4198.6221 | 2925.6145 | 676.5969 | 851.7134
2024-10-22 04:00 | 1203.7511 | 2418.6912 | 2962.9653 | 5815.4708 | 2169.5101 | 4382.0148 | 2962.653 | 689.1123 | 884.2032
2024-10-22 05:00 | 1340.3716 | 2565.5334 | 3098.2524 | 6312.9502 | 2372.9683 | 4765.6763 | 3085.335 | 750.0718 | 883.9814
2024-10-22 06:00 | 1489.8706 | 2583.6408 | 3081.471 | 6802.556 | 2501.7464 | 5051.6417 | 3085.6221 | 781.6563 | 858.8921
2024-10-22 07:00 | 1579.3824 | 2545.4411 | 3032.1964 | 7102.7593 | 2614.5563 | 5194.0072 | 2950.3768 | 776.3827 | 876.5413
2024-10-22 08:00 | 1657.4548 | 2672.2677 | 3233.9147 | 7651.0467 | 2792.1101 | 5455.7363 | 3048.0275 | 802.8335 | 733.7927
2024-10-22 09:00 | 1668.2474 | 2760.6621 | 3449.3802 | 7834.0347 | 2873.4316 | 5558.04 | 3080.2813 | 802.8922 | 658.2882
2024-10-22 10:00 | 1612.0789 | 2775.0776 | 3384.153 | 7873.4281 | 2867.9151 | 5564.777 | 3042.3915 | 815.4508 | 693.5809
2024-10-22 11:00 | 1571.9273 | 2784.2889 | 3428.2248 | 7692.0445 | 2775.9414 | 5467.3418 | 3127.7448 | 795.1066 | 665.0504
2024-10-22 12:00 | 1529.3705 | 2759.0331 | 3439.2647 | 7578.5437 | 2721.549 | 5383.0337 | 3093.5043 | 778.8895 | 671.1788
2024-10-22 13:00 | 1506.784 | 2771.8923 | 3400.6298 | 7600.445 | 2606.9678 | 5328.7922 | 3110.5411 | 787.4793 | 625.9826
2024-10-22 14:00 | 1501.4067 | 2751.4517 | 3451.6614 | 7515.7825 | 2569.0458 | 5202.76 | 3060.5152 | 779.1933 | 645.3867
2024-10-22 15:00 | 1520.5855 | 2830.0465 | 3418.6869 | 7473.2487 | 2554.9615 | 5338.3081 | 3063.2951 | 781.1542 | 727.6429
2024-10-22 16:00 | 1558.1978 | 2882.9075 | 3444.3887 | 7508.8042 | 2548.15 | 5440.2926 | 3026.7082 | 796.7272 | 917.2485
2024-10-22 17:00 | 1677.2846 | 2962.0976 | 3398.6609 | 7620.7272 | 2615.8903 | 5544.2542 | 2982.8598 | 811.8378 | 906.1155
2024-10-22 18:00 | 1899.2221 | 3174.7896 | 3538.0769 | 7932.6745 | 2629.5089 | 5730.192 | 2929.6641 | 897.3306 | 1002.6708
2024-10-22 19:00 | 1947.7843 | 3128.9652 | 3525.2005 | 7669.7782 | 2892.597 | 5704.633 | 2878.5796 | 940.9158 | 1024.7493
2024-10-22 20:00 | 1838.4194 | 2933.698 | 3457.3459 | 7244.0177 | 2859.1304 | 5417.1002 | 2916.3859 | 886.3833 | 1039.6609
2024-10-22 21:00 | 1583.774 | 2767.6934 | 3340.5249 | 6748.8682 | 2603.3527 | 4886.2632 | 2878.9315 | 791.0331 | 946.6717
2024-10-22 22:00 | 1360.4484 | 2633.795 | 3133.0154 | 6156.287 | 2343.1523 | 4464.5695 | 2770.5697 | 714.8117 | 889.208
2024-10-22 23:00 | 1165.43 | 2543.5349 | 3018.4723 | 5693.6664 | 2111.8357 | 4241.3601 | 2685.8979 | 661.9977 | 880.3232
2024-10-23 | 1115.3489 | 2425.7415 | 3000.1074 | 5453.7944 | 1975.8599 | 4098.3702 | 2665.6307 | 639.9059 | 872.7684
2024-10-23 01:00 | 1147.9528 | 2373.3121 | 2958.2719 | 5278.5562 | 1903.6848 | 4061.2212 | 2736.4882 | 628.7291 | 838.2327
2024-10-23 02:00 | 1167.5925 | 2345.2798 | 2937.7045 | 5174.5562 | 1880.4946 | 4044.8482 | 2711.4272 | 625.726 | 853.1316
2024-10-23 03:00 | 1177.0902 | 2322.3387 | 2946.5546 | 5226.1114 | 1866.1529 | 4050.9744 | 2695.1492 | 635.1582 | 846.7982
2024-10-23 04:00 | 1242.8536 | 2362.2062 | 2989.2287 | 5447.8295 | 1977.3123 | 4231.0481 | 2776.0427 | 640.7042 | 881.5522
2024-10-23 05:00 | 1385.9853 | 2475.3987 | 3176.013 | 5987.144 | 2121.7958 | 4585.1329 | 2885.4926 | 684.2118 | 888.8677
2024-10-23 06:00 | 1531.4984 | 2481.6241 | 3128.3262 | 6440.981 | 2281.3565 | 4836.3526 | 2848.8996 | 708.9039 | 878.7214
2024-10-23 07:00 | 1571.6539 | 2444.2176 | 3126.0618 | 6680.4778 | 2359.6669 | 4928.1236 | 2715.2903 | 722.397 | 871.8997
2024-10-23 08:00 | 1605.5803 | 2515.3049 | 3169.2949 | 7167.514 | 2553.1272 | 5109.147 | 2750.5147 | 780.2186 | 867.3872
2024-10-23 09:00 | 1609.6295 | 2630.6746 | 3249.7374 | 7551.3533 | 2662.3457 | 5229.4419 | 2818.9546 | 814.0662 | 760.9731
2024-10-23 10:00 | 1517.8894 | 2640.1153 | 3229.0181 | 7602.8081 | 2708.1001 | 5149.3637 | 2758.6087 | 800.7046 | 716.8931
2024-10-23 11:00 | 1485.0387 | 2611.3664 | 3142.2509 | 7452.234 | 2679.1659 | 4968.338 | 2784.3611 | 769.512 | 735.0597
2024-10-23 12:00 | 1421.4007 | 2550.7247 | 3135.7083 | 7441.139 | 2605.0309 | 4947.3373 | 2742.1065 | 750.4255 | 765.7011
2024-10-23 13:00 | 1385.6041 | 2625.7281 | 3266.9442 | 7644.4431 | 2532.7393 | 4978.7772 | 2691.8093 | 745.3338 | 745.5528
2024-10-23 14:00 | 1375.7013 | 2636.3275 | 3349.9668 | 7431.0699 | 2404.7263 | 4980.868 | 2765.9138 | 735.8384 | 683.4275
2024-10-23 15:00 | 1439.2511 | 2659.3324 | 3376.5253 | 7404.1773 | 2449.291 | 5122.1628 | 2815.0465 | 752.4518 | 766.5837
2024-10-23 16:00 | 1583.1009 | 2630.3802 | 3359.8407 | 7432.4837 | 2433.8978 | 5340.5629 | 2856.9344 | 788.6952 | 848.4251
2024-10-23 17:00 | 1791.8286 | 2781.8411 | 3320.8179 | 7325.4684 | 2562.4728 | 5416.8095 | 2838.607 | 788.8752 | 983.15
2024-10-23 18:00 | 1922.8686 | 3038.5715 | 3501.5209 | 7812.7202 | 2705.2945 | 5609.8172 | 2881.5643 | 861.4575 | 1007.8544
2024-10-23 19:00 | 1937.3516 | 2999.7893 | 3450.3793 | 7884.2772 | 2876.2281 | 5497.5253 | 2884.0687 | 879.8741 | 965.3575
2024-10-23 20:00 | 1777.4886 | 2826.098 | 3509.5829 | 7591.5019 | 2823.9231 | 5196.9177 | 2967.9455 | 830.7967 | 981.4859
2024-10-23 21:00 | 1577.2871 | 2700.8023 | 3456.4445 | 6878.4602 | 2510.8147 | 4874.5114 | 2998.1311 | 750.7099 | 885.803
2024-10-23 22:00 | 1382.8107 | 2559.0713 | 3244.4145 | 6067.21 | 2167.4854 | 4467.6503 | 2959.5848 | 695.3318 | 874.6201
2024-10-23 23:00 | 1274.1221 | 2426.4946 | 3197.897 | 5482.5421 | 2012.6351 | 4259.4933 | 2868.8834 | 667.7927 | 832.098
2024-10-24 | 1228.6022 | 2339.9038 | 3113.8377 | 5208.8505 | 1926.4782 | 4081.0437 | 2886.3558 | 650.173 | 830.6246
2024-10-24 01:00 | 1188.6219 | 2339.7707 | 3040.928 | 5114.2777 | 1901.6606 | 4037.1657 | 2872.3667 | 645.1888 | 812.4459
2024-10-24 02:00 | 1121.9876 | 2342.8483 | 2985.4633 | 5212.912 | 1845.8196 | 4041.3312 | 2873.4727 | 659.6305 | 790.5015
2024-10-24 03:00 | 1064.0497 | 2366.3517 | 2967.8646 | 5379.9666 | 1919.1504 | 4102.7982 | 2799.4917 | 664.0005 | 841.0506
2024-10-24 04:00 | 1114.1462 | 2454.0399 | 3026.1925 | 5969.2303 | 2085.0312 | 4411.5199 | 2797.0545 | 696.7736 | 793.8743
2024-10-24 05:00 | 1388.87 | 2669.8035 | 3173.9051 | 6764.9333 | 2428.4355 | 4962.9815 | 2818.6548 | 799.3637 | 806.5025
2024-10-24 06:00 | 1629.4577 | 2646.561 | 3206.3784 | 7633.2768 | 2792.8003 | 5328.615 | 2999.6153 | 844.1782 | 911.7986
2024-10-24 07:00 | 1698.7306 | 2580.6329 | 3250.4161 | 7846.8415 | 2940.3566 | 5338.8281 | 2965.5065 | 831.8525 | 847.8415
2024-10-24 08:00 | 1805.0586 | 2715.2872 | 3402.8645 | 8175.5405 | 3015.6955 | 5521.3688 | 3050.124 | 862.8985 | 892.6991
2024-10-24 09:00 | 1631.2148 | 2756.2264 | 3441.7637 | 8389.533 | 3150.8858 | 5579.6179 | 3111.1524 | 877.9891 | 853.5746
2024-10-24 10:00 | 1632.7565 | 2740.2766 | 3390.137 | 8329.0392 | 3076.0203 | 5482.963 | 3141.5984 | 893.5603 | 886.6763
2024-10-24 11:00 | 1585.1468 | 2716.6951 | 3417.7815 | 8260.822 | 3058.6063 | 5537.7711 | 3078.23 | 870.9456 | 900.0022
2024-10-24 12:00 | 1447.1361 | 2708.2428 | 3431.0351 | 8172.9596 | 3050.8017 | 5447.4281 | 3180.902 | 840.8262 | 942.4698
2024-10-24 13:00 | 1575.284 | 2707.7643 | 3428.2038 | 8169.9487 | 3046.9143 | 5455.9972 | 3144.2481 | 849.7183 | 900.4887
2024-10-24 14:00 | 1589.3243 | 2768.1664 | 3440.8169 | 8116.2917 | 2974.6668 | 5388.3795 | 3068.7589 | 859.7657 | 904.2376
2024-10-24 15:00 | 1580.0574 | 2869.783 | 3467.324 | 8344.3738 | 2995.0099 | 5548.6997 | 3119.2836 | 911.8106 | 924.5558
2024-10-24 16:00 | 1594.2742 | 2920.2959 | 3487.7306 | 8466.2572 | 3090.2699 | 5641.3054 | 3133.6645 | 925.2971 | 941.5738
2024-10-24 17:00 | 1628.2914 | 3012.4517 | 3549.732 | 8485.4609 | 3148.2939 | 5594.9772 | 3119.4267 | 935.1488 | 905.4844
2024-10-24 18:00 | 1723.8603 | 3243.3241 | 3738.9639 | 8778.3635 | 3246.3998 | 5614.2184 | 3080.1601 | 965.92 | 925.8584
2024-10-24 19:00 | 1738.99 | 3317.0449 | 3727.9893 | 8745.4509 | 3281.2285 | 5393.4502 | 3038.8184 | 975.3138 | 904.6734
2024-10-24 20:00 | 1547.4193 | 3151.4995 | 3651.5748 | 8281.9131 | 3216.093 | 5159.6478 | 3119.5267 | 898.0801 | 916.9569
2024-10-24 21:00 | 1358.0826 | 2925.8982 | 3504.9103 | 7591.1652 | 2872.9175 | 4831.3443 | 3152.8659 | 801.6315 | 845.6688
2024-10-24 22:00 | 1246.4013 | 2744.5782 | 3331.9445 | 6813.6215 | 2559.1562 | 4448.468 | 3043.5779 | 761.7711 | 775.6185
2024-10-24 23:00 | 1117.5887 | 2655.6274 | 3157.5643 | 6139.2847 | 2362.7076 | 4264.0908 | 2988.5483 | 716.0311 | 758.3516
2024-10-25 | 1058.4448 | 2574.5712 | 3122.0011 | 5756.8434 | 2247.1555 | 4179.3514 | 3014.3018 | 690.8681 | 741.7128
2024-10-25 01:00 | 953.5613 | 2555.6998 | 3036.9371 | 5690.8996 | 2276.1145 | 4178.0593 | 3051.9746 | 679.3051 | 731.1567
2024-10-25 02:00 | 948.2118 | 2543.7128 | 3098.2808 | 5782.2727 | 2160.5581 | 4228.64 | 3017.0674 | 681.863 | 714.3994
2024-10-25 03:00 | 947.162 | 2512.7066 | 3000.285 | 5944.1432 | 2264.1824 | 4323.7618 | 2960.8395 | 677.2248 | 662.1203
2024-10-25 04:00 | 1046.1849 | 2582.4779 | 3092.3022 | 6554.7578 | 2343.8434 | 4588.8134 | 2954.1906 | 696.9238 | 687.8099
2024-10-25 05:00 | 1313.5388 | 2788.2291 | 3174.7774 | 7219.6329 | 2613.8227 | 5118.8624 | 2915.9591 | 804.8644 | 717.4394
2024-10-25 06:00 | 1527.7388 | 2773.1491 | 3275.2823 | 8144.1095 | 2985.6362 | 5534.6094 | 3039.43 | 860.0921 | 750.6079
2024-10-25 07:00 | 1496.773 | 2732.783 | 3352.3075 | 8259.9493 | 3092.6356 | 5617.4435 | 3013.5443 | 834.6758 | 760.8511
2024-10-25 08:00 | 1491.3603 | 2830.3565 | 3414.4002 | 8494.4243 | 3216.3593 | 5813.4108 | 3152.8977 | 837.6732 | 784.8049
2024-10-25 09:00 | 1457.5466 | 2852.3189 | 3353.192 | 8579.4469 | 3262.9021 | 5832.8642 | 3239.1049 | 842.8431 | 778.8714
2024-10-25 10:00 | 1444.9217 | 2749.8081 | 3406.9181 | 8537.925 | 3205.931 | 5818.2449 | 3264.1179 | 867.1582 | 811.0353
2024-10-25 11:00 | 1415.366 | 2772.949 | 3531.6521 | 8479.2754 | 3134.132 | 5725.1701 | 3248.8556 | 867.7445 | 961.6248
2024-10-25 12:00 | 1379.3681 | 2805.3725 | 3564.3274 | 8352.9149 | 3106.667 | 5637.726 | 3246.6939 | 872.2023 | 1011.0701
2024-10-25 13:00 | 1369.7934 | 2752.5663 | 3591.4212 | 8418.3127 | 3008.8824 | 5683.631 | 3218.5865 | 870.8767 | 968.6383
2024-10-25 14:00 | 1398.6213 | 2791.4848 | 3559.9528 | 8432.267 | 3014.7521 | 5690.4369 | 3125.9847 | 853.0185 | 920.6041
2024-10-25 15:00 | 1462.4765 | 2824.5163 | 3478.7481 | 8582.9971 | 3100.1889 | 5806.0773 | 3132.1473 | 892.2335 | 1042.4556
2024-10-25 16:00 | 1563.9982 | 2966.3438 | 3520.3634 | 8786.6968 | 3149.7136 | 5922.5901 | 3161.2992 | 927.8372 | 877.9062
2024-10-25 17:00 | 1761.0599 | 3043.2235 | 3598.6518 | 8802.3228 | 3251.7785 | 5998.1765 | 3128.8213 | 931.1035 | 847.9249
2024-10-25 18:00 | 1850.3089 | 3258.4143 | 3780.0684 | 9001.8323 | 3238.4281 | 6090.306 | 3129.4954 | 972.8524 | 863.9762
2024-10-25 19:00 | 1799.7823 | 3246.6389 | 3785.2703 | 8845.6317 | 3325.8859 | 5830.2098 | 3092.0067 | 1001.117 | 847.6329
2024-10-25 20:00 | 1593.8084 | 3080.9101 | 3661.1166 | 8362.3071 | 3146.9236 | 5460.7636 | 3127.8702 | 930.5696 | 930.419
2024-10-25 21:00 | 1374.4602 | 2799.978 | 3593.393 | 7546.952 | 2901.3072 | 5044.8305 | 3120.8622 | 846.9986 | 818.6882
2024-10-25 22:00 | 1154.9046 | 2639.924 | 3415.1632 | 6685.0374 | 2602.0461 | 4664.939 | 3093.9783 | 775.4283 | 799.3761
2024-10-25 23:00 | 1045.4032 | 2535.8663 | 3236.8775 | 6173.1821 | 2332.1526 | 4417.7641 | 3049.086 | 729.608 | 747.5724
2024-10-26 | 1004.5161 | 2486.1497 | 3224.179 | 5889.4987 | 2237.1091 | 4326.5037 | 3057.3366 | 700.3185 | 743.5376
2024-10-26 01:00 | 980.1828 | 2480.5814 | 3170.7204 | 5900.0424 | 2186.8046 | 4290.2775 | 3041.0093 | 699.911 | 701.2771
2024-10-26 02:00 | 965.025 | 2434.7404 | 3163.009 | 5826.723 | 2152.8432 | 4301.3152 | 2964.3429 | 686.6687 | 717.4699
2024-10-26 03:00 | 965.2943 | 2444.6514 | 3045.7539 | 6000.9683 | 2155.9133 | 4410.529 | 2938.3301 | 693.3862 | 660.3137
2024-10-26 04:00 | 1055.0474 | 2574.552 | 3096.6484 | 6508.9538 | 2264.736 | 4643.5146 | 2924.5724 | 720.2052 | 730.9899
2024-10-26 05:00 | 1316.2321 | 2743.2385 | 3246.1609 | 7284.0743 | 2517.9441 | 5213.4559 | 2998.3712 | 836.9859 | 785.806
2024-10-26 06:00 | 1478.0503 | 2721.362 | 3344.7541 | 8141.4971 | 2897.6077 | 5583.9083 | 3077.3494 | 860.6063 | 826.8154
2024-10-26 07:00 | 1428.7018 | 2617.8229 | 3306.3077 | 8255.8373 | 3099.0449 | 5603.4657 | 3048.2473 | 844.4259 | 794.0805
2024-10-26 08:00 | 1401.9347 | 2683.8831 | 3346.7955 | 8496.2449 | 3184.4593 | 5768.2559 | 3077.1344 | 853.0521 | 895.9896
2024-10-26 09:00 | 1404.7313 | 2783.111 | 3346.6625 | 8610.3542 | 3185.6516 | 5831.2074 | 3173.6613 | 853.6831 | 982.8537
2024-10-26 10:00 | 1420.2202 | 2734.6684 | 3381.1707 | 8588.3443 | 3179.873 | 5730.2773 | 3136.8438 | 855.3705 | 989.2586
2024-10-26 11:00 | 1470.069 | 2691.1887 | 3448.2843 | 8487.9732 | 3110.3378 | 5628.948 | 3119.5354 | 867.7426 | 933.2934
2024-10-26 12:00 | 1500.4128 | 2612.4656 | 3442.5943 | 8224.444 | 3117.1119 | 5533.4842 | 3042.6557 | 860.1554 | 904.6365
2024-10-26 13:00 | 1466.763 | 2607.8106 | 3515.6422 | 8317.582 | 3071.2473 | 5519.9643 | 3001.9154 | 842.4 | 920.6759
2024-10-26 14:00 | 1477.6771 | 2669.6372 | 3525.1115 | 8314.1022 | 3097.1687 | 5615.0856 | 2973.728 | 874.4799 | 939.0976
2024-10-26 15:00 | 1502.6797 | 2737.4649 | 3655.5123 | 8522.4188 | 3142.7466 | 5759.9695 | 3000.5475 | 913.3901 | 956.7431
2024-10-26 16:00 | 1615.9197 | 2861.1633 | 3571.5211 | 8653.3028 | 3199.7101 | 5864.7191 | 3033.3842 | 946.6171 | 966.0109
2024-10-26 17:00 | 1673.1722 | 2955.2611 | 3456.6712 | 8674.2265 | 3205.9065 | 5956.8356 | 3067.9125 | 950.5119 | 970.369
2024-10-26 18:00 | 1792.8411 | 3187.3608 | 3569.76 | 8828.6898 | 3256.7843 | 6004.2398 | 3045.55 | 961.4511 | 873.415
2024-10-26 19:00 | 1786.3665 | 3222.7234 | 3571.1123 | 8644.2958 | 3244.1854 | 5779.5768 | 2999.3427 | 991.6729 | 836.1022
2024-10-26 20:00 | 1569.1693 | 3025.6023 | 3593.7727 | 8178.7631 | 3122.0172 | 5401.651 | 2956.8623 | 914.6246 | 899.9271
2024-10-26 21:00 | 1338.1798 | 2866.4048 | 3546.215 | 7502.0856 | 2861.9429 | 4982.211 | 3014.2801 | 833.1597 | 860.602
2024-10-26 22:00 | 1145.2884 | 2693.3072 | 3403.4836 | 6649.9328 | 2561.4715 | 4604.4304 | 3004.2843 | 760.9425 | 800.6495
2024-10-26 23:00 | 1047.2898 | 2534.0383 | 3267.6811 | 6084.2651 | 2287.3683 | 4381.7146 | 2933.3919 | 721.9317 | 745.9589
2024-10-27 | 1041.8519 | 2477.1938 | 3120.8393 | 5887.3658 | 2205.3607 | 4269.3142 | 2964.7054 | 710.2254 | 727.6028
2024-10-27 01:00 | 1026.7551 | 2479.8663 | 3155.6392 | 5701.4515 | 2174.0989 | 4177.8938 | 2961.8722 | 686.7218 | 688.9326
2024-10-27 02:00 | 1044.2955 | 2464.1193 | 3130.2102 | 5728.6291 | 2134.294 | 4177.8293 | 2950.0277 | 685.3482 | 697.688
2024-10-27 03:00 | 1025.4977 | 2449.9873 | 3079.6995 | 5856.2123 | 2195.5455 | 4232.0402 | 2869.5668 | 678.1632 | 665.3611
2024-10-27 04:00 | 1078.7395 | 2504.6478 | 3147.8067 | 6368.4773 | 2323.2452 | 4585.7598 | 2919.9105 | 715.99 | 683.072
2024-10-27 05:00 | 1289.2005 | 2706.2217 | 3223.9838 | 7122.7186 | 2613.8612 | 5076.6276 | 2935.5371 | 822.6066 | 779.2393
2024-10-27 06:00 | 1493.3519 | 2724.5441 | 3282.2228 | 7979.9925 | 2944.387 | 5559.7964 | 3088.1654 | 858.9664 | 780.5692
2024-10-27 07:00 | 1461.8731 | 2715.8813 | 3289.526 | 8219.2995 | 3072.459 | 5636.2146 | 3055.8226 | 837.7573 | 798.0804
2024-10-27 08:00 | 1482.72 | 2782.8967 | 3326.8712 | 8548.7362 | 3188.6849 | 5842.7616 | 3099.8885 | 848.5429 | 783.8314
2024-10-27 09:00 | 1476.0975 | 2838.6352 | 3344.025 | 8730.2394 | 3165.4513 | 5947.9302 | 3167.4627 | 863.8986 | 823.9236
2024-10-27 10:00 | 1467.519 | 2733.5009 | 3299.9741 | 8708.4094 | 3200.7713 | 5799.618 | 3204.4843 | 864.5072 | 837.7327
2024-10-27 11:00 | 1489.0582 | 2659.4186 | 3271.0204 | 8771.8354 | 3129.8686 | 5872.1952 | 3175.5656 | 866.4514 | 871.886
2024-10-27 12:00 | 1449.8011 | 2649.8461 | 3283.4085 | 8627.2399 | 3034.5464 | 5806.4534 | 3180.2826 | 850.6681 | 882.4532
2024-10-27 13:00 | 1428.9111 | 2717.0038 | 3297.4671 | 8526.1044 | 2916.9642 | 5781.0064 | 3098.0363 | 843.7897 | 936.7867
2024-10-27 14:00 | 1516.2077 | 2688.2731 | 3302.4999 | 8511.9588 | 2874.3134 | 5803.3845 | 2970.6584 | 854.2754 | 925.9313
2024-10-27 15:00 | 1679.7464 | 2793.7139 | 3342.0526 | 8612.4028 | 2941.7934 | 5907.6201 | 2947.896 | 874.7029 | 934.4762
2024-10-27 16:00 | 1746.2208 | 2890.5361 | 3334.7044 | 8739.9916 | 2984.4495 | 6093.4037 | 3007.0135 | 906.1359 | 924.315
2024-10-27 17:00 | 1764.6692 | 2862.7381 | 3449.245 | 8631.423 | 3044.1862 | 6066.4973 | 3021.4312 | 917.405 | 1009.647
2024-10-27 18:00 | 1776.7527 | 3033.4345 | 3541.4436 | 8837.0455 | 3123.8518 | 6256.5099 | 3030.2965 | 949.6574 | 851.447
2024-10-27 19:00 | 1647.8422 | 3056.1987 | 3456.2803 | 8733.2074 | 3196.3081 | 5995.8526 | 3041.3897 | 982.8761 | 825.2507
2024-10-27 20:00 | 1521.6939 | 2942.0796 | 3512.8456 | 8282.7384 | 3119.8635 | 5580.3276 | 3069.8208 | 932.708 | 777.9359
2024-10-27 21:00 | 1340.8535 | 2746.5455 | 3405.2814 | 7532.451 | 2777.204 | 5008.2152 | 3081.0934 | 851.8224 | 780.3396
2024-10-27 22:00 | 1203.4632 | 2550.2491 | 3290.8836 | 6810.4844 | 2385.7162 | 4593.9681 | 3013.7984 | 798.4385 | 775.6745
2024-10-27 23:00 | 1141.4695 | 2437.5825 | 3078.4656 | 6293.4904 | 2117.3029 | 4458.3765 | 2974.7091 | 754.7508 | 723.5102
2024-10-28 | 1093.4439 | 2424.4354 | 3059.3633 | 6022.4908 | 1968.8091 | 4414.4273 | 2906.9892 | 739.6859 | 704.8063
2024-10-28 01:00 | 1027.5888 | 2423.5747 | 3027.9508 | 6008.124 | 1904.5462 | 4326.3837 | 2920.0912 | 730.8512 | 700.6144
2024-10-28 02:00 | 1019.4304 | 2464.9845 | 3009.7638 | 6028.8076 | 1860.6961 | 4358.5521 | 2967.0517 | 730.5717 | 695.9793
2024-10-28 03:00 | 1011.7057 | 2421.5896 | 2991.755 | 6222.4713 | 1897.2696 | 4361.7412 | 2952.0932 | 738.5328 | 673.5645
2024-10-28 04:00 | 1047.0893 | 2492.5846 | 3098.5676 | 6670.8736 | 2029.3029 | 4652.6772 | 2932.5962 | 759.7965 | 667.937
2024-10-28 05:00 | 1311.8308 | 2672.6234 | 3194.5747 | 7435.5603 | 2330.3993 | 5245.7137 | 2988.7497 | 862.9491 | 731.3291
2024-10-28 06:00 | 1552.6744 | 2724.7312 | 3287.8195 | 8044.4213 | 2760.6629 | 5671.408 | 3070.4099 | 890.1431 | 794.4202
2024-10-28 07:00 | 1568.902 | 2706.3561 | 3291.5817 | 8152.1859 | 2839.3404 | 5863.3186 | 3040.7677 | 857.1267 | 792.6046
2024-10-28 08:00 | 1640.832 | 2814.919 | 3374.837 | 8492.2707 | 3003.9669 | 6091.0807 | 3157.9098 | 875.8104 | 825.5407
2024-10-28 09:00 | 1654.88 | 2850.8202 | 3452.493 | 8548.7557 | 3058.0584 | 6167.357 | 3224.1985 | 867.6477 | 959.3856
2024-10-28 10:00 | 1634.9163 | 2766.5803 | 3414.2585 | 8588.092 | 3069.4364 | 6086.1271 | 3259.3624 | 861.1647 | 979.7038
2024-10-28 11:00 | 1571.4379 | 2767.77 | 3541.8829 | 8576.7809 | 2980.1387 | 6002.5806 | 3290.0448 | 831.6313 | 952.43
2024-10-28 12:00 | 1555.5735 | 2751.5826 | 3534.9725 | 8505.7836 | 2865.3259 | 5910.0946 | 3201.6682 | 808.0593 | 967.8379
2024-10-28 13:00 | 1566.786 | 2735.1569 | 3460.2111 | 8398.546 | 2738.7381 | 5932.224 | 3214.2461 | 814.9581 | 1001.4522
2024-10-28 14:00 | 1573.6549 | 2699.9407 | 3400.817 | 8327.943 | 2790.2626 | 5981.5301 | 3170.5971 | 812.5669 | 1003.1144
2024-10-28 15:00 | 1553.0528 | 2824.5333 | 3521.9884 | 8347.9614 | 2762.0411 | 6113.4879 | 3204.7052 | 833.4145 | 1010.109
2024-10-28 16:00 | 1542.8084 | 2896.0637 | 3661.6357 | 8331.0673 | 2741.6119 | 6150.2777 | 3180.6366 | 853.2203 | 994.8187
2024-10-28 17:00 | 1610.1262 | 2963.1147 | 3677.6837 | 8397.0703 | 2831.7807 | 6160.225 | 3086.3779 | 875.6041 | 914.6217
2024-10-28 18:00 | 1719.3796 | 2991.7022 | 3717.4558 | 8756.4432 | 2952.0507 | 6368.3362 | 3053.9388 | 919.6205 | 841.5568
2024-10-28 19:00 | 1712.1778 | 2906.5689 | 3663.7815 | 8607.4677 | 3085.9441 | 6122.4006 | 3159.6441 | 885.502 | 783.3594
2024-10-28 20:00 | 1573.3495 | 2738.0626 | 3456.1245 | 8293.6977 | 3070.9693 | 5734.4976 | 3142.3786 | 823.2759 | 881.8039
2024-10-28 21:00 | 1352.6059 | 2586.6055 | 3259.9052 | 7696.0947 | 2788.9716 | 5265.4353 | 3130.1075 | 747.3853 | 868.9408
2024-10-28 22:00 | 1159.2304 | 2463.0239 | 3149.5567 | 7041.737 | 2460.7083 | 4803.8143 | 3019.5196 | 692.898 | 788.2447
2024-10-28 23:00 | 1057.9287 | 2372.2146 | 3107.7016 | 6473.6755 | 2234.9667 | 4541.3605 | 2950.4514 | 644.8648 | 785.4921
2024-10-29 | 1012.6937 | 2388.4172 | 3033.5004 | 6276.8159 | 2066.5317 | 4485.8481 | 2955.7647 | 631.2366 | 742.542
2024-10-29 01:00 | 1004.2704 | 2368.4084 | 3002.7353 | 6172.6746 | 2001.2089 | 4440.0258 | 2937.7887 | 616.4997 | 743.6181
2024-10-29 02:00 | 988.9221 | 2316.1615 | 2980.5535 | 6045.7414 | 2014.623 | 4387.9648 | 2915.9828 | 597.0256 | 725.0076
2024-10-29 03:00 | 991.3353 | 2330.6277 | 3000.8824 | 6046.4103 | 2003.7386 | 4511.1605 | 2922.5348 | 609.5712 | 731.0797
2024-10-29 04:00 | 1032.4413 | 2412.7598 | 3046.4967 | 6411.5719 | 2127.6865 | 4804.3735 | 2976.2521 | 626.6738 | 784.6371
2024-10-29 05:00 | 1143.5215 | 2554.5829 | 3226.4857 | 6983.0153 | 2344.4877 | 5242.3563 | 3055.5746 | 685.4659 | 826.5375
2024-10-29 06:00 | 1268.8151 | 2566.6569 | 3200.3979 | 7456.7309 | 2524.0909 | 5562.7339 | 3029.7712 | 717.2614 | 862.2322
2024-10-29 07:00 | 1371.1442 | 2562.2914 | 3176.0575 | 7769.4927 | 2580.4659 | 5637.5102 | 2900.6431 | 751.0679 | 846.7385
2024-10-29 08:00 | 1453.6848 | 2687.37 | 3360.2997 | 8489.6678 | 2762.4392 | 5797.5816 | 2954.9171 | 818.3284 | 835.1131
2024-10-29 09:00 | 1448.4271 | 2675.2535 | 3471.2533 | 8776.7078 | 2752.1803 | 5847.3935 | 2962.2922 | 836.0819 | 806.5827
2024-10-29 10:00 | 1394.2078 | 2645.8691 | 3447.5457 | 8676.1677 | 2734.8547 | 5791.6934 | 2970.6368 | 811.1698 | 829.4031
2024-10-29 11:00 | 1367.3517 | 2647.6026 | 3405.9861 | 8506.8902 | 2667.42 | 5819.9667 | 2983.7015 | 806.4412 | 784.3534
2024-10-29 12:00 | 1324.495 | 2628.0466 | 3397.8453 | 8251.0252 | 2667.3625 | 5750.4666 | 2923.9331 | 772.1128 | 812.1826
2024-10-29 13:00 | 1339.8736 | 2625.2215 | 3479.3529 | 8145.073 | 2586.7623 | 5632.024 | 2932.6172 | 758.31 | 833.7181
2024-10-29 14:00 | 1307.7647 | 2619.438 | 3451.6841 | 8082.0861 | 2486.7622 | 5542.8745 | 2904.5987 | 743.1681 | 831.2526
2024-10-29 15:00 | 1329.0954 | 2698.9678 | 3557.7818 | 8219.6352 | 2383.3974 | 5629.0514 | 2918.9839 | 760.7743 | 869.3998
2024-10-29 16:00 | 1393.6178 | 2743.4359 | 3512.6593 | 8299.682 | 2457.7737 | 5671.2523 | 2879.4109 | 776.4295 | 818.7727
2024-10-29 17:00 | 1500.4072 | 2819.9153 | 3506.3561 | 8383.2614 | 2495.4115 | 5657.3494 | 2852.4812 | 837.8202 | 833.4821
2024-10-29 18:00 | 1647.2828 | 2968.8478 | 3593.6585 | 8633.9535 | 2582.2065 | 5840.7299 | 2898.9049 | 918.3932 | 873.9972
2024-10-29 19:00 | 1646.4634 | 2891.8535 | 3575.2603 | 8507.3293 | 2751.4698 | 5692.7025 | 2894.7465 | 936.2289 | 888.5215
2024-10-29 20:00 | 1447.9937 | 2735.5892 | 3524.8493 | 8247.3154 | 2769.0003 | 5410.4217 | 2877.0561 | 885.7914 | 868.1465
2024-10-29 21:00 | 1276.7257 | 2540.8371 | 3370.0841 | 7646.3891 | 2469.6987 | 4998.9522 | 2904.1847 | 818.5587 | 817.759
2024-10-29 22:00 | 1113.7146 | 2361.1797 | 3181.6499 | 6853.8877 | 2280.4835 | 4630.0019 | 2883.607 | 756.0055 | 771.0577
2024-10-29 23:00 | 989.3061 | 2293.1253 | 3112.6691 | 6313.6238 | 2064.8137 | 4399.1435 | 2814.8341 | 730.3944 | 769.6737
2024-10-30 | 899.2412 | 2216.765 | 3040.5584 | 6007.0459 | 1971.3821 | 4270.7043 | 2822.4448 | 712.6251 | 794.8066
2024-10-30 01:00 | 838.0075 | 2212.0852 | 3074.8932 | 5869.5098 | 1893.6613 | 4249.6597 | 2848.0325 | 711.4034 | 780.5295
2024-10-30 02:00 | 824.6806 | 2236.5042 | 3045.4909 | 5800.2333 | 1885.5898 | 4170.3589 | 2880.7972 | 695.3057 | 783.8141
2024-10-30 03:00 | 941.2788 | 2258.8416 | 3022.7956 | 5775.313 | 1894.3994 | 4151.1925 | 2791.2096 | 697.3923 | 823.6126
2024-10-30 04:00 | 1043.8964 | 2340.127 | 3101.0174 | 6087.474 | 1921.9756 | 4374.5619 | 2794.929 | 717.1145 | 861.609
2024-10-30 05:00 | 1196.7926 | 2416.6519 | 3157.7526 | 6572.1212 | 2114.5171 | 4826.895 | 2933.5531 | 757.9945 | 834.4299
2024-10-30 06:00 | 1360.0396 | 2445.0921 | 3089.9621 | 6974.0218 | 2228.2662 | 5146.2725 | 2909.0046 | 775.5135 | 837.6016
2024-10-30 07:00 | 1505.4236 | 2392.5028 | 3064.8434 | 7214.2034 | 2312.7975 | 5134.2224 | 2765.9383 | 780.3508 | 894.1619
2024-10-30 08:00 | 1578.3901 | 2485.2253 | 3139.5115 | 7804.0957 | 2480.0609 | 5294.4985 | 2790.2613 | 821.8643 | 919.8604
2024-10-30 09:00 | 1566.6379 | 2548.4747 | 3218.3142 | 8024.6909 | 2640.2713 | 5390.788 | 2813.1832 | 822.6769 | 931.4075
2024-10-30 10:00 | 1522.3386 | 2511.6327 | 3265.5193 | 7824.8678 | 2708.7016 | 5309.8958 | 2774.2818 | 811.0779 | 981.0388
2024-10-30 11:00 | 1524.0693 | 2516.5237 | 3245.3335 | 7753.3158 | 2755.8112 | 5193.1808 | 2853.4598 | 810.864 | 951.8968
2024-10-30 12:00 | 1492.9599 | 2458.8242 | 3229.1748 | 7677.7135 | 2714.7044 | 5170.6865 | 2873.7897 | 784.4773 | 950.0189
2024-10-30 13:00 | 1404.9822 | 2478.1636 | 3266.3015 | 7595.7676 | 2607.1316 | 5132.5391 | 2892.3865 | 766.5636 | 942.8301
2024-10-30 14:00 | 1372.6187 | 2481.3645 | 3253.149 | 7422.485 | 2534.7315 | 5102.5207 | 2909.3914 | 748.3299 | 915.8547
2024-10-30 15:00 | 1243.5962 | 2561.3457 | 3324.3409 | 7499.3885 | 2485.9304 | 5242.5311 | 2949.8251 | 732.2259 | 887.0816
2024-10-30 16:00 | 1237.5389 | 2629.3018 | 3341.3466 | 7632.2529 | 2457.4476 | 5360.0594 | 2952.6803 | 738.3882 | 860.5743
2024-10-30 17:00 | 1313.742 | 2751.2576 | 3380.9283 | 7803.6816 | 2563.8172 | 5445.74 | 3008.1444 | 769.3318 | 820.6793
2024-10-30 18:00 | 1573.5494 | 2930.3537 | 3495.6915 | 8187.9977 | 2676.63 | 5626.9244 | 3009.6621 | 844.73 | 849.9014
2024-10-30 19:00 | 1595.8431 | 2901.481 | 3466.6602 | 8326.2827 | 2836.9474 | 5525.9886 | 3016.1561 | 895.8597 | 876.7196
2024-10-30 20:00 | 1336.5111 | 2808.5662 | 3502.4147 | 8072.0333 | 2821.7726 | 5264.1592 | 3084.8767 | 865.6609 | 880.99
2024-10-30 21:00 | 1100.9566 | 2608.586 | 3421.2728 | 7367.6149 | 2531.974 | 4845.2303 | 3147.6963 | 798.0979 | 833.0951
2024-10-30 22:00 | 974.8168 | 2427.3384 | 3230.8975 | 6621.6996 | 2317.8936 | 4502.8022 | 3020.5648 | 735.0847 | 772.9905
2024-10-30 23:00 | 892.7193 | 2367.0587 | 3166.0735 | 6066.1001 | 2082.304 | 4251.6264 | 3041.4133 | 706.2244 | 725.1055
2024-10-31 | 828.6156 | 2359.1281 | 2989.1046 | 5675.1666 | 1956.0075 | 4141.8528 | 3022.5954 | 688.627 | 691.8786
2024-10-31 01:00 | 803.9435 | 2296.2539 | 2864.2378 | 5619.4347 | 1960.0295 | 4087.3165 | 3000.8688 | 690.07 | 727.9864
2024-10-31 02:00 | 793.2118 | 2276.2256 | 2847.6962 | 5617.4202 | 1935.5212 | 4075.1107 | 2936.6567 | 663.9169 | 753.4823
2024-10-31 03:00 | 791.7949 | 2219.434 | 2849.6676 | 5748.4034 | 1928.3767 | 4191.6296 | 2868.4414 | 654.3003 | 683.3817
2024-10-31 04:00 | 886.7239 | 2315.6841 | 2857.7656 | 6257.0578 | 2016.25 | 4436.5577 | 2856.5093 | 689.4605 | 694.6053
2024-10-31 05:00 | 1147.2772 | 2499.6863 | 3007.333 | 7080.2439 | 2268.8392 | 4913.316 | 2861.085 | 774.2435 | 737.9394
2024-10-31 06:00 | 1355.4323 | 2519.9311 | 3152.974 | 7945.4678 | 2640.4972 | 5317.1646 | 2996.4293 | 805.4677 | 793.7989
2024-10-31 07:00 | 1335.5239 | 2478.1292 | 3216.2922 | 8048.3555 | 2692.0677 | 5367.1816 | 3024.1227 | 787.4087 | 833.9595
2024-10-31 08:00 | 1437.7946 | 2517.9463 | 3297.2166 | 8323.0253 | 3017.3467 | 5580.3178 | 3130.8455 | 820.0336 | 905.9344
2024-10-31 09:00 | 1538.1528 | 2562.0666 | 3399.023 | 8485.2933 | 3100.8708 | 5741.5692 | 3233.8345 | 840.2215 | 897.7467
2024-10-31 10:00 | 1514.2833 | 2557.8735 | 3410.2289 | 8546.0541 | 3119.3444 | 5736.8612 | 3272.3881 | 850.3221 | 851.5752
2024-10-31 11:00 | 1472.054 | 2600.8341 | 3379.5326 | 8415.1045 | 3086.016 | 5675.5472 | 3247.4055 | 829.7926 | 911.1836
2024-10-31 12:00 | 1411.8636 | 2475.0461 | 3248.6236 | 7866.7458 | 2992.0458 | 5454.7972 | 3101.365 | 763.7247 | 929.5721
2024-10-31 13:00 | 1405.748 | 2484.3327 | 3314.6638 | 8010.8307 | 3148.2275 | 5469.4704 | 3100.956 | 765.235 | 901.5067
2024-10-31 14:00 | 1458.3315 | 2587.2673 | 3387.4753 | 8273.8888 | 3222.0887 | 5618.4075 | 3106.1747 | 795.1658 | 899.5494
2024-10-31 15:00 | 1535.5443 | 2679.726 | 3580.3237 | 8474.0843 | 3243.7789 | 5743.0131 | 3136.7444 | 833.9134 | 906.3834
2024-10-31 16:00 | 1601.2499 | 2789.47 | 3607.6373 | 8711.7487 | 3290.1132 | 5871.4268 | 3176.526 | 877.3798 | 919.0929
2024-10-31 17:00 | 1673.9529 | 2849.8829 | 3627.599 | 8708.8563 | 3266.7312 | 5870.1932 | 3053.5378 | 869.4151 | 887.1354
2024-10-31 18:00 | 1690.0667 | 3049.6374 | 3763.0743 | 8924.5093 | 3282.1059 | 6039.8452 | 3039.3462 | 888.5675 | 898.4266
2024-10-31 19:00 | 1665.4046 | 2982.0426 | 3727.1387 | 8706.9543 | 3219.953 | 5846.9479 | 3025.2976 | 910.1406 | 942.1358
2024-10-31 20:00 | 1543.3833 | 2815.5435 | 3681.3896 | 8313.0162 | 3148.4889 | 5521.043 | 3031.593 | 860.5209 | 912.2185
2024-10-31 21:00 | 1263.7791 | 2552.9248 | 3591.5775 | 7536.1111 | 2865.2571 | 5082.3887 | 3015.7271 | 783.5787 | 838.2315
2024-10-31 22:00 | 1082.7 | 2410.6837 | 3381.5837 | 6707.3188 | 2585.111 | 4574.3158 | 2990.8585 | 755.9018 | 818.3409
2024-10-31 23:00 | 1038.5197 | 2368.4286 | 3270.107 | 6127.2114 | 2329.8932 | 4374.0357 | 2952.5234 | 722.3313 | 748.868
2024-11-01 | 1058.6355 | 2343.1593 | 3188.5535 | 5922.2323 | 2191.786 | 4228.6638 | 3017.3944 | 712.9689 | 727.716
2024-11-01 01:00 | 1010.9016 | 2304.2403 | 3104.0295 | 5776.7422 | 2161.3987 | 4152.9295 | 2997.8927 | 692.6774 | 734.2236
2024-11-01 02:00 | 1010.2562 | 2298.3462 | 3062.4861 | 5766.7719 | 2082.144 | 4228.2162 | 2951.12 | 684.3342 | 716.9952
2024-11-01 03:00 | 992.8607 | 2305.142 | 2995.132 | 6005.8509 | 2035.2392 | 4334.7651 | 2914.9518 | 690.6535 | 719.6203
2024-11-01 04:00 | 1068.3723 | 2401.3652 | 3003.3954 | 6485.4943 | 2238.7656 | 4578.389 | 2900.8824 | 708.3561 | 722.9518
2024-11-01 05:00 | 1335.6355 | 2567.13 | 3054.9141 | 7197.5609 | 2487.5422 | 5041.9016 | 2885.2948 | 784.9955 | 745.6406
2024-11-01 06:00 | 1506.8961 | 2584.7878 | 3210.6916 | 8002.1305 | 2903.8571 | 5455.4975 | 3029.7127 | 818.9836 | 808.3649
2024-11-01 07:00 | 1506.5718 | 2571.4162 | 3235.3206 | 8149.4709 | 3110.489 | 5460.8472 | 3004.6877 | 801.1112 | 798.6985
2024-11-01 08:00 | 1636.8617 | 2627.699 | 3301.4545 | 8414.8393 | 3294.0936 | 5681.738 | 3139.7344 | 825.6475 | 778.1568
2024-11-01 09:00 | 1637.4421 | 2636.4703 | 3205.5446 | 8456.9515 | 3334.3566 | 5811.122 | 3232.2092 | 815.4573 | 824.7535
2024-11-01 10:00 | 1634.5546 | 2627.1581 | 3202.1014 | 8383.4038 | 3249.6159 | 5785.2606 | 3221.7957 | 819.8472 | 835.1482
2024-11-01 11:00 | 1581.7643 | 2615.9471 | 3254.7186 | 8374.5573 | 3236.8367 | 5705.6328 | 3205.3193 | 812.9258 | 828.8564
2024-11-01 12:00 | 1561.7222 | 2625.674 | 3299.2181 | 8192.0402 | 3156.2124 | 5611.7983 | 3154.51 | 792.8032 | 870.8408
2024-11-01 13:00 | 1533.425 | 2585.2835 | 3351.9976 | 8128.2228 | 3126.4117 | 5565.9511 | 3065.9744 | 778.025 | 891.8363
2024-11-01 14:00 | 1611.0552 | 2613.9949 | 3298.868 | 8027.2187 | 3123.6134 | 5565.637 | 3073.2438 | 790.0829 | 896.4095
2024-11-01 15:00 | 1566.2242 | 2712.874 | 3377.1424 | 8134.9053 | 3188.7485 | 5766.0334 | 3078.9887 | 815.4739 | 909.7653
2024-11-01 16:00 | 1584.1078 | 2824.8043 | 3490.2333 | 8403.9321 | 3182.674 | 5872.9668 | 3134.6199 | 845.3698 | 929.3178
2024-11-01 17:00 | 1735.927 | 2901.1742 | 3523.4158 | 8513.9658 | 3200.4338 | 5914.1923 | 3152.0128 | 839.5808 | 910.3322
2024-11-01 18:00 | 1842.9723 | 3115.2372 | 3679.6814 | 8678.8136 | 3310.8485 | 6073.375 | 3084.4614 | 875.9767 | 927.8785
2024-11-01 19:00 | 1811.1125 | 3096.6519 | 3653.7463 | 8489.9891 | 3236.0367 | 5947.5972 | 3095.6281 | 914.1628 | 936.1073
2024-11-01 20:00 | 1594.0048 | 2889.9732 | 3524.1617 | 8150.5053 | 3119.0017 | 5569.5473 | 3141.1869 | 867.2894 | 949.3337
2024-11-01 21:00 | 1366.3237 | 2680.5726 | 3351.2774 | 7483.9149 | 2863.5632 | 5088.5475 | 3146.6711 | 815.6645 | 857.9221
2024-11-01 22:00 | 1177.4478 | 2499.5083 | 3181.4271 | 6705.7592 | 2514.52 | 4625.3133 | 3089.896 | 776.348 | 812.5646
2024-11-01 23:00 | 1110.6522 | 2371.291 | 3105.9242 | 6097.0635 | 2329.6309 | 4347.9218 | 3025.1646 | 726.0954 | 763.1906
2024-11-02 | 1051.0229 | 2313.9522 | 3041.9328 | 5779.5205 | 2158.4551 | 4273.2783 | 3030.0555 | 708.5826 | 767.5373
2024-11-02 01:00 | 1042.6176 | 2331.4454 | 2979.5641 | 5648.276 | 2113.2173 | 4247.4243 | 2932.2805 | 677.1826 | 760.5201
2024-11-02 02:00 | 1011.2336 | 2303.3282 | 2946.8196 | 5663.9826 | 2089.8711 | 4215.7652 | 2948.6789 | 685.4667 | 747.8495
2024-11-02 03:00 | 1019.813 | 2266.3983 | 2891.2132 | 5829.664 | 2113.7329 | 4339.2912 | 2901.7654 | 682.8471 | 704.1544
2024-11-02 04:00 | 1122.2339 | 2377.8049 | 2975.3443 | 6319.7189 | 2208.2513 | 4611.6596 | 2824.6783 | 694.944 | 693.1896
2024-11-02 05:00 | 1350.116 | 2563.0642 | 3119.4779 | 7099.1141 | 2460.6129 | 5075.557 | 2889.9382 | 780.8729 | 745.1725
2024-11-02 06:00 | 1490.0896 | 2637.3153 | 3235.3302 | 7940.517 | 2813.5671 | 5449.2206 | 2995.0578 | 828.6411 | 794.0145
2024-11-02 07:00 | 1463.5663 | 2595.1544 | 3194.3021 | 7994.5624 | 2966.2146 | 5533.6402 | 3028.6825 | 813.8827 | 765.6342
2024-11-02 08:00 | 1526.4628 | 2617.3644 | 3227.7426 | 8288.5352 | 3113.7829 | 5687.0589 | 3116.7322 | 849.633 | 867.4488
2024-11-02 09:00 | 1525.9704 | 2665.3564 | 3280.9659 | 8431.2876 | 3178.1897 | 5797.2539 | 3144.1715 | 863.8459 | 848.1376
2024-11-02 10:00 | 1528.4246 | 2673.2195 | 3294.3778 | 8497.4887 | 3137.1979 | 5712.5408 | 3183.3301 | 873.4134 | 882.7464
2024-11-02 11:00 | 1523.5894 | 2626.7238 | 3283.0538 | 8369.0751 | 3123.0269 | 5613.6925 | 3100.4433 | 850.6245 | 961.6459
2024-11-02 12:00 | 1477.0224 | 2546.992 | 3256.4393 | 8307.7272 | 3100.0436 | 5562.6329 | 3104.4448 | 854.0481 | 1002.5835
2024-11-02 13:00 | 1386.4691 | 2438.8727 | 3136.2024 | 7939.7601 | 2964.5414 | 5331.7822 | 3036.9678 | 822.4118 | 1058.2331
2024-11-02 14:00 | 1562.2326 | 2544.7701 | 3264.1562 | 8195.2098 | 3099.0927 | 5517.3219 | 3074.2551 | 862.2092 | 967.903
2024-11-02 15:00 | 1646.9 | 2618.6697 | 3337.5746 | 8517.1234 | 3180.4192 | 5709.3358 | 3188.6017 | 880.621 | 933.1634
2024-11-02 16:00 | 1635.3345 | 2720.5306 | 3440.1017 | 8663.3734 | 3184.9787 | 5841.9732 | 3177.0366 | 878.3192 | 917.1869
2024-11-02 17:00 | 1703.1652 | 2862.3779 | 3502.3077 | 8746.0574 | 3145.5671 | 5854.7887 | 3173.4232 | 893.5225 | 910.9217
2024-11-02 18:00 | 1771.297 | 3096.1046 | 3621.6226 | 8891.1957 | 3145.9413 | 5983.6579 | 3078.2649 | 934.0496 | 918.4595
2024-11-02 19:00 | 1729.2607 | 3104.4314 | 3557.2385 | 8616.2555 | 3101.3309 | 5846.0011 | 3019.6752 | 945.0248 | 942.3722
2024-11-02 20:00 | 1666.9887 | 2929.2425 | 3542.065 | 8205.6124 | 3098.7846 | 5428.2585 | 3052.5876 | 924.6475 | 931.5689
2024-11-02 21:00 | 1553.7032 | 2745.3683 | 3478.2606 | 7410.2811 | 2772.1564 | 4920.9561 | 3008.2352 | 861.8308 | 904.7693
2024-11-02 22:00 | 1335.268 | 2551.3149 | 3264.0965 | 6677.9139 | 2407.1713 | 4611.0942 | 2974.4007 | 805.0812 | 837.0909
2024-11-02 23:00 | 1178.9126 | 2418.2382 | 3061.0035 | 6182.5688 | 2235.1999 | 4416.5885 | 2951.7722 | 746.9735 | 736.206
2024-11-03 | 1088.0798 | 2320.5414 | 2995.906 | 5917.617 | 2172.5847 | 4294.4945 | 2958.789 | 728.9887 | 753.9417
2024-11-03 01:00 | 1044.0721 | 2322.5874 | 3029.4162 | 5932.0011 | 2011.1713 | 4241.5508 | 2976.6908 | 726.5386 | 770.0088
2024-11-03 02:00 | 1063.5464 | 2276.6443 | 3031.4835 | 5915.9908 | 1986.2804 | 4211.3576 | 2968.4292 | 724.0929 | 750.7914
2024-11-03 03:00 | 1067.4056 | 2248.5279 | 2950.6347 | 6115.3275 | 2037.9106 | 4295.0347 | 2918.2379 | 717.1396 | 718.492
2024-11-03 04:00 | 1145.9169 | 2384.4556 | 3032.4163 | 6540.9068 | 2199.3168 | 4600.0948 | 2937.9575 | 733.1821 | 733.417
2024-11-03 05:00 | 1338.0308 | 2575.4978 | 3094.9276 | 7298.8732 | 2436.1725 | 5163.1954 | 2982.5555 | 806.8626 | 800.4081
2024-11-03 06:00 | 1536.5975 | 2609.7303 | 3317.0393 | 8006.9466 | 2827.3602 | 5496.6581 | 3114.8927 | 828.69 | 820.7755
2024-11-03 07:00 | 1545.5703 | 2560.0967 | 3341.9093 | 8155.4222 | 3019.1193 | 5579.6826 | 3138.3847 | 821.6153 | 758.2613
2024-11-03 08:00 | 1627.7104 | 2578.6067 | 3305.5086 | 8349.7861 | 3168.7071 | 5777.9601 | 3196.0317 | 854.6812 | 835.6256
2024-11-03 09:00 | 1678.0979 | 2532.9098 | 3350.9552 | 8383.5564 | 3223.2772 | 5806.5205 | 3212.781 | 871.8332 | 868.2384
2024-11-03 10:00 | 1648.499 | 2497.2957 | 3290.3903 | 8327.1796 | 3057.743 | 5643.3757 | 3215.112 | 870.4656 | 878.383
2024-11-03 11:00 | 1616.8435 | 2525.6824 | 3294.7367 | 8244.458 | 3086.26 | 5632.9673 | 3230.4789 | 860.0092 | 915.2352
2024-11-03 12:00 | 1659.573 | 2529.9476 | 3287.3991 | 8063.6494 | 3036.2945 | 5565.7898 | 3140.7814 | 848.8608 | 899.9017
2024-11-03 13:00 | 1691.7285 | 2493.2786 | 3300.4326 | 8084.0098 | 3047.4063 | 5584.8554 | 3116.7666 | 845.0869 | 861.5248
2024-11-03 14:00 | 1748.8196 | 2496.7335 | 3301.9607 | 8107.6917 | 3070.1468 | 5581.1018 | 3079.1658 | 856.768 | 854.378
2024-11-03 15:00 | 1837.1034 | 2562.3564 | 3344.5569 | 8285.0476 | 3070.7059 | 5696.2835 | 3101.0946 | 883.9495 | 913.9158
2024-11-03 16:00 | 1846.6399 | 2683.4692 | 3422.7975 | 8426.4238 | 3125.1005 | 5810.3012 | 3160.2173 | 907.3981 | 869.5387
2024-11-03 17:00 | 1851.8056 | 2840.6864 | 3482.0523 | 8536.4751 | 3124.398 | 5854.3922 | 3162.5741 | 908.2883 | 855.8356
2024-11-03 18:00 | 1882.7513 | 3046.719 | 3649.904 | 8756.6626 | 3170.4299 | 6158.7215 | 3109.5914 | 937.5192 | 906.9722
2024-11-03 19:00 | 1848.5606 | 3068.3608 | 3596.7648 | 8635.5246 | 3103.0282 | 5920.675 | 3120.072 | 962.3937 | 906.9761
2024-11-03 20:00 | 1643.4755 | 2886.8565 | 3541.8582 | 8258.0754 | 3018.6131 | 5486.9442 | 3192.2135 | 927.5132 | 928.373
2024-11-03 21:00 | 1476.2153 | 2692.9942 | 3353.4373 | 7502.2045 | 2766.9014 | 4980.4807 | 3195.1356 | 871.8745 | 909.777
2024-11-03 22:00 | 1265.9919 | 2536.9413 | 3121.122 | 6659.0313 | 2383.8954 | 4491.4825 | 3079.1376 | 810.6144 | 848.6222
2024-11-03 23:00 | 1203.4838 | 2453.9764 | 3035.9049 | 6115.4393 | 2204.6295 | 4290.5356 | 3023.8128 | 757.3418 | 760.3743
2024-11-04 | 1193.6779 | 2376.841 | 2979.7272 | 5867.4216 | 2084.5112 | 4248.6449 | 3051.256 | 743.3199 | 747.9404
2024-11-04 01:00 | 1169.9747 | 2383.4717 | 2974.6833 | 5808.3652 | 1993.619 | 4238.1273 | 3028.6724 | 739.8349 | 772.4469
2024-11-04 02:00 | 1113.0312 | 2395.7219 | 2946.632 | 5813.6773 | 1936.8177 | 4226.3539 | 3030.733 | 733.7263 | 764.4506
2024-11-04 03:00 | 1029.6576 | 2379.9609 | 2896.4104 | 5975.2791 | 1970.9089 | 4332.4443 | 2971.9806 | 728.8125 | 704.756
2024-11-04 04:00 | 1119.4702 | 2488.0176 | 2921.8017 | 6364.1405 | 2052.1184 | 4549.578 | 2963.6913 | 731.7083 | 733.2688
2024-11-04 05:00 | 1345.8598 | 2678.0049 | 3125.4076 | 7233.063 | 2370.2264 | 5027.8556 | 2987.6773 | 809.0496 | 821.4343
2024-11-04 06:00 | 1507.4462 | 2722.7184 | 3255.9076 | 8087.7987 | 2761.217 | 5465.5187 | 3108.5652 | 850.2754 | 835.5413
2024-11-04 07:00 | 1518.9453 | 2677.3743 | 3271.2546 | 8254.3937 | 2941.4337 | 5593 | 3106.8265 | 847.2537 | 807.6741
2024-11-04 08:00 | 1549.9273 | 2752.5729 | 3393.892 | 8554.1199 | 3133.6103 | 5813.7336 | 3195.6089 | 859.1672 | 833.7189
2024-11-04 09:00 | 1626.2978 | 2781.7346 | 3382.6838 | 8595.5514 | 3212.5959 | 5904.7654 | 3282.1078 | 876.2095 | 843.6052
2024-11-04 10:00 | 1684.7613 | 2789.5268 | 3324.8898 | 8517.2445 | 3162.2673 | 5703.7291 | 3251.2362 | 873.6187 | 892.0086
2024-11-04 11:00 | 1719.8174 | 2808.465 | 3341.3852 | 8482.9794 | 3073.8442 | 5673.314 | 3254.3564 | 868.5159 | 913.1962
2024-11-04 12:00 | 1687.5294 | 2787.3921 | 3384.4601 | 8201.8978 | 3042.5738 | 5620.2568 | 3219.065 | 851.7807 | 1001.8211
2024-11-04 13:00 | 1635.4089 | 2735.9131 | 3444.6375 | 8217.6255 | 2888.7286 | 5658.332 | 3202.4491 | 855.275 | 993.5881
2024-11-04 14:00 | 1577.8689 | 2757.6222 | 3483.2808 | 8171.6107 | 2856.8554 | 5716.755 | 3203.3197 | 864.5224 | 980.3248
2024-11-04 15:00 | 1600.9044 | 2878.3399 | 3491.6507 | 8154.275 | 2845.7427 | 5718.7494 | 3252.9879 | 887.2405 | 975.1043
2024-11-04 16:00 | 1598.3762 | 2929.6561 | 3448.174 | 8190.4611 | 2872.0726 | 5844.4882 | 3286.8194 | 900.2547 | 967.2477
2024-11-04 17:00 | 1624.8632 | 2997.8345 | 3387.1595 | 8153.6028 | 2881.4451 | 5956.9079 | 3248.2639 | 903.4501 | 979.2107
2024-11-04 18:00 | 1757.4336 | 3162.3881 | 3584.1395 | 8297.3526 | 2974.4368 | 6030.4167 | 3199.4281 | 926.8417 | 965.0333
2024-11-04 19:00 | 1760.4861 | 3192.8274 | 3560.3076 | 8125.1763 | 3016.6208 | 5695.5936 | 3093.2623 | 934.3909 | 956.9525
2024-11-04 20:00 | 1609.69 | 3056.9281 | 3469.5409 | 7811.2895 | 3014.6762 | 5377.7444 | 3089.5683 | 903.6461 | 929.9315
2024-11-04 21:00 | 1419.6812 | 2804.355 | 3311.0365 | 7206.4367 | 2725.712 | 4970.0741 | 3075.8627 | 832.445 | 888.1758
2024-11-04 22:00 | 1357.4384 | 2576.8774 | 3124.2731 | 6477.6085 | 2464.4685 | 4553.9566 | 2994.8338 | 780.3613 | 822.9365
2024-11-04 23:00 | 1297.4518 | 2465.5989 | 3018.8554 | 6080.6793 | 2192.9529 | 4308.4389 | 2913.392 | 742.0548 | 787.1014
2024-11-05 | 1238.9133 | 2460.6777 | 2967.2042 | 5883.4972 | 2113.2689 | 4212.8271 | 2931.5901 | 737.2103 | 756.6739
2024-11-05 01:00 | 1212.3034 | 2448.673 | 2980.3325 | 5856.9052 | 2044.0877 | 4203.4309 | 2891.9907 | 731.2909 | 766.88
2024-11-05 02:00 | 1145.386 | 2434.3894 | 2921.9088 | 5788.3805 | 2050.5634 | 4185.186 | 2910.9267 | 725.2651 | 747.6815
2024-11-05 03:00 | 1095.303 | 2428.1406 | 2945.3632 | 5814.2889 | 2091.6344 | 4207.5554 | 2876.5237 | 716.8074 | 734.6222
2024-11-05 04:00 | 1119.0913 | 2543.8227 | 3075.9225 | 6185.8154 | 2176.148 | 4450.0721 | 2949.7135 | 737.588 | 764.9466
2024-11-05 05:00 | 1236.4157 | 2668.002 | 3253.2501 | 6801.64 | 2362.8321 | 4826.4395 | 3098.7132 | 792.9141 | 819.6383
2024-11-05 06:00 | 1341.6484 | 2669.0829 | 3220.2315 | 7277.9069 | 2549.0393 | 5158.1531 | 3150.5968 | 818.6203 | 844.7044
2024-11-05 07:00 | 1378.26 | 2626.9114 | 3202.5091 | 7470.1045 | 2660.6982 | 5258.2995 | 3036.3663 | 790.9954 | 835.4651
2024-11-05 08:00 | 1455.9296 | 2787.4173 | 3367.9801 | 7971.2242 | 2915.8921 | 5564.1709 | 3154.1651 | 825.2845 | 853.3343
2024-11-05 09:00 | 1476.1023 | 2816.67 | 3504.0003 | 8161.9843 | 2929.4524 | 5649.1884 | 3247.1604 | 828.3989 | 848.2944
2024-11-05 10:00 | 1445.3434 | 2811.3935 | 3411.961 | 8150.3565 | 3013.7009 | 5640.305 | 3212.6221 | 821.1685 | 847.5462
2024-11-05 11:00 | 1425.5913 | 2777.303 | 3407.2861 | 7997.0089 | 2898.0625 | 5585.0344 | 3300.4191 | 811.6589 | 852.3655
2024-11-05 12:00 | 1417.3048 | 2730.5581 | 3356.9443 | 7890.1912 | 2774.2667 | 5477.1828 | 3264.0279 | 803.6038 | 887.8744
2024-11-05 13:00 | 1414.1408 | 2701.4579 | 3389.8373 | 7867.2024 | 2736.928 | 5455.6247 | 3211.8402 | 821.0399 | 902.3186
2024-11-05 14:00 | 1396.501 | 2709.5337 | 3303.2401 | 7713.6234 | 2585.8446 | 5393.5058 | 3203.2023 | 822.8081 | 907.1716
2024-11-05 15:00 | 1455.8242 | 2680.5914 | 3348.7335 | 7782.5036 | 2578.2794 | 5458.8121 | 3192.9801 | 824.4084 | 859.3067
2024-11-05 16:00 | 1572.2892 | 2765.4424 | 3347.1061 | 7894.8716 | 2572.5009 | 5536.1811 | 3138.5221 | 871.434 | 899.0873
2024-11-05 17:00 | 1626.8515 | 2890.2119 | 3465.6637 | 7908.4083 | 2592.99 | 5672.343 | 3142.5181 | 898.7742 | 908.7084
2024-11-05 18:00 | 1687.1207 | 3137.1767 | 3546.488 | 8166.6003 | 2661.5254 | 5889.3637 | 3146.0027 | 928.9901 | 941.5884
2024-11-05 19:00 | 1622.2582 | 3125.5097 | 3464.7549 | 7988.9461 | 2749.1612 | 5722.1422 | 3100.9136 | 925.8605 | 930.3562
2024-11-05 20:00 | 1462.3079 | 2989.7598 | 3422.7417 | 7679.7613 | 2811.0664 | 5417.3679 | 3064.0978 | 897.8047 | 942.1748
2024-11-05 21:00 | 1297.6677 | 2806.5772 | 3210.0386 | 7111.9099 | 2607.6362 | 5021.7812 | 3017.3496 | 828.8289 | 879.9221
2024-11-05 22:00 | 1133.993 | 2624.9871 | 3017.9015 | 6484.0122 | 2328.0473 | 4606.0189 | 2926.1504 | 746.1613 | 811.0748
2024-11-05 23:00 | 1022.5875 | 2432.6103 | 2823.1364 | 5983.4715 | 2121.1674 | 4352.8164 | 2814.8181 | 709.7993 | 742.2383
2024-11-06 | 996.2802 | 2383.7814 | 2869.116 | 5786.8341 | 2026.6015 | 4256.8865 | 2795.3109 | 697.1119 | 734.197
2024-11-06 01:00 | 966.7488 | 2403.1974 | 2880.5883 | 5786.3196 | 1951.4324 | 4253.2714 | 2839.463 | 696.7551 | 751.614
2024-11-06 02:00 | 953.7387 | 2394.3953 | 2858.8493 | 5790.427 | 1889.8018 | 4260.2565 | 2844.9507 | 687.3244 | 752.807
2024-11-06 03:00 | 953.6438 | 2379.2581 | 2848.0549 | 5794.6093 | 1847.6142 | 4294.8523 | 2828.5826 | 679.3153 | 711.9721
2024-11-06 04:00 | 997.3565 | 2445.3652 | 2950.3294 | 6137.0344 | 1986.4553 | 4499.4559 | 2912.6724 | 694.8798 | 725.5739
2024-11-06 05:00 | 1120.9417 | 2620.0004 | 3007.6393 | 6720.5319 | 2091.2529 | 4846.2723 | 3062.3175 | 751.0593 | 778.5293
2024-11-06 06:00 | 1260.6031 | 2576.0499 | 2993.8241 | 7056.5329 | 2328.3671 | 5115.3536 | 3087.1038 | 777.5861 | 824.0084
2024-11-06 07:00 | 1336.6012 | 2552.6902 | 3009.1205 | 7072.1797 | 2426.9184 | 5165.6 | 2903.9535 | 766.963 | 834.5083
2024-11-06 08:00 | 1418.9988 | 2643.878 | 3190.2401 | 7453.4188 | 2620.1569 | 5358.9231 | 2951.6182 | 799.8805 | 891.6903
2024-11-06 09:00 | 1436.3555 | 2700.7845 | 3282.5261 | 7693.3995 | 2721.4971 | 5424.1329 | 3036.2445 | 817.3317 | 891.9605
2024-11-06 10:00 | 1388.4147 | 2667.9377 | 3304.6787 | 7764.7897 | 2679.9323 | 5357.0727 | 3006.2212 | 813.4162 | 898.0455
2024-11-06 11:00 | 1358.8585 | 2674.4052 | 3285.622 | 7644.5553 | 2713.5996 | 5179.723 | 2958.6885 | 795.3046 | 908.8754
2024-11-06 12:00 | 1336.4496 | 2665.3725 | 3269.8076 | 7492.5825 | 2647.4361 | 5069.5881 | 2948.3296 | 787.2 | 903.1246
2024-11-06 13:00 | 1324.7764 | 2671.1745 | 3220.4014 | 7435.8352 | 2512.1902 | 5095.7254 | 2950.9116 | 786.896 | 930.0619
2024-11-06 14:00 | 1338.5493 | 2629.7412 | 3153.4076 | 7325.4652 | 2380.5972 | 5110.3431 | 2916.7205 | 774.3104 | 850.928
2024-11-06 15:00 | 1384.0457 | 2643.7682 | 3148.6485 | 7372.2436 | 2352.7051 | 5191.13 | 2946.3099 | 780.8038 | 850.9323
2024-11-06 16:00 | 1451.3074 | 2671.5491 | 3134.7407 | 7329.9272 | 2334.0798 | 5254.9692 | 2906.6259 | 794.6895 | 850.7703
2024-11-06 17:00 | 1534.9668 | 2809.043 | 3122.1711 | 7480.1207 | 2436.4614 | 5410.7239 | 2947.2423 | 821.8988 | 879.8895
2024-11-06 18:00 | 1633.4968 | 3017.8004 | 3393.2553 | 7819.9804 | 2533.3775 | 5613.8538 | 2927.3656 | 872.1331 | 922.411
2024-11-06 19:00 | 1611.6429 | 3064.3399 | 3476.3957 | 7843.4514 | 2698.0588 | 5376.7419 | 2876.9855 | 911.1794 | 905.8959
2024-11-06 20:00 | 1499.2437 | 2946.1963 | 3450.5619 | 7500.3241 | 2769.7657 | 5024.7663 | 2959.3499 | 893.2836 | 900.032
2024-11-06 21:00 | 1268.4163 | 2720.166 | 3325.6739 | 6920.7787 | 2434.9636 | 4667.8381 | 2975.6796 | 818.7401 | 796.3459
2024-11-06 22:00 | 1072.6273 | 2565.6206 | 3128.3858 | 6274.5622 | 2111.1288 | 4344.5066 | 2944.2816 | 752.302 | 769.5302
2024-11-06 23:00 | 965.7295 | 2408.0155 | 3015.8254 | 5883.3472 | 1880.0696 | 4080.7072 | 2907.5744 | 708.5536 | 801.7104
2024-11-07 | 951.6883 | 2362.4344 | 2960.9779 | 5732.2946 | 1780.7873 | 4044.4164 | 2949.0934 | 708.5809 | 764.7117
2024-11-07 01:00 | 925.6517 | 2359.2078 | 2906.0239 | 5685.1298 | 1766.8599 | 4078.1501 | 2942.325 | 699.7013 | 752.5712
2024-11-07 02:00 | 922.2925 | 2365.6164 | 2874.2983 | 5629.4448 | 1748.701 | 4057.8968 | 2902.5169 | 693.3365 | 750.3641
2024-11-07 03:00 | 952.7365 | 2391.1071 | 2871.8918 | 5885.0422 | 1774.9977 | 4124.0538 | 2886.2428 | 703.2842 | 721.1021
2024-11-07 04:00 | 1014.9953 | 2479.0843 | 2897.2868 | 6417.8319 | 1861.1533 | 4445.6158 | 2869.1996 | 735.4072 | 756.8999
2024-11-07 05:00 | 1271.8145 | 2713.4845 | 3022.084 | 7124.0012 | 2224.4433 | 4938.6165 | 2910.385 | 819.9809 | 770.0733
2024-11-07 06:00 | 1479.5702 | 2726.2913 | 3204.8759 | 7893.3443 | 2588.2723 | 5417.6543 | 3023.5696 | 850.9079 | 807.6647
2024-11-07 07:00 | 1459.0059 | 2660.926 | 3205.0624 | 8056.4998 | 2791.7233 | 5564.814 | 3001.6069 | 833.6737 | 817.9965
2024-11-07 08:00 | 1518.9352 | 2678.5869 | 3382.7619 | 8392.813 | 2877.582 | 5811.4477 | 3160.0088 | 871.7115 | 852.5683
2024-11-07 09:00 | 1569.5024 | 2853.0087 | 3421.7704 | 8644.2916 | 2871.5509 | 5839.6644 | 3241.4665 | 877.6585 | 868.7141
2024-11-07 10:00 | 1602.4093 | 2853.3405 | 3402.0421 | 8761.2351 | 2883.2883 | 5664.1701 | 3214.1543 | 882.655 | 881.4946
2024-11-07 11:00 | 1607.3325 | 2766.141 | 3394.6241 | 8655.016 | 2816.9819 | 5720.7716 | 3190.3559 | 872.734 | 899.0912
2024-11-07 12:00 | 1516.844 | 2654.1837 | 3314.0509 | 8224.9609 | 2722.338 | 4916.1569 | 3115.347 | 831.4966 | 927.2337
2024-11-07 13:00 | 1576.1566 | 2756.1024 | 3480.3885 | 8525.4543 | 2777.7777 | 5034.0268 | 3253.5299 | 872.6068 | 971.8291
2024-11-07 14:00 | 1569.7908 | 2687.6114 | 3424.7851 | 8406.8878 | 2736.9112 | 5397.0532 | 3163.0309 | 871.8142 | 963.9291
2024-11-07 15:00 | 1640.3941 | 2774.4774 | 3423.6985 | 8485.7898 | 2748.3965 | 5583.9991 | 3124.3222 | 891.4956 | 972.2535
2024-11-07 16:00 | 1714.8572 | 2842.2289 | 3490.802 | 8446.3584 | 2813.5845 | 5684.6972 | 3104.7436 | 900.1083 | 956.9482
2024-11-07 17:00 | 1768.8471 | 2919.1684 | 3478.7549 | 8450.695 | 2838.611 | 5744.0896 | 3058.625 | 909.9852 | 914.4333
2024-11-07 18:00 | 1804.9407 | 3138.8598 | 3730.9707 | 8676.0626 | 2945.6726 | 5971.9557 | 3032.1556 | 929.9987 | 835.5068
2024-11-07 19:00 | 1770.0402 | 3101.2171 | 3629.8223 | 8493.7458 | 2877.8974 | 5578.136 | 2952.5586 | 953.5992 | 843.1566
2024-11-07 20:00 | 1611.4089 | 2952.5693 | 3604.4038 | 8150.0526 | 2858.3287 | 5238.0675 | 3054.0829 | 913.1891 | 828.485
2024-11-07 21:00 | 1393.6135 | 2773.5245 | 3388.9852 | 7449.1407 | 2566.1703 | 4786.7035 | 3072.626 | 835.3412 | 866.6448
2024-11-07 22:00 | 1224.0217 | 2595.2807 | 3325.2751 | 6590.3831 | 2269.0157 | 4398.5398 | 3022.119 | 758.3363 | 767.2364
2024-11-07 23:00 | 1130.1802 | 2483.1131 | 3243.6443 | 6088.3363 | 2119.9849 | 4156.6832 | 2910.505 | 711.5918 | 760.197
2024-11-08 | 1105.1028 | 2468.3665 | 3177.4336 | 5876.49 | 2067.0903 | 4066.2721 | 2905.5461 | 686.7012 | 761.1831
2024-11-08 01:00 | 1114.6473 | 2474.3399 | 3165.5065 | 5853.2126 | 2013.5005 | 4074.1776 | 2885.4297 | 686.9098 | 724.7498
2024-11-08 02:00 | 1100.1206 | 2425.0808 | 3053.9339 | 5859.805 | 2010.4427 | 4064.1053 | 2879.7589 | 677.0661 | 704.8522
2024-11-08 03:00 | 1110.7258 | 2367.8605 | 3063.7948 | 5981.7949 | 2028.0755 | 4114.5114 | 2846.9652 | 672.8899 | 684.2823
2024-11-08 04:00 | 1221.1875 | 2471.459 | 3093.2448 | 6355.9795 | 2106.1429 | 4448.5875 | 2813.3212 | 704.1131 | 731.2019
2024-11-08 05:00 | 1476.3616 | 2649.9936 | 3196.8328 | 7119.3391 | 2389.7243 | 4949.6198 | 2821.0298 | 798.0736 | 750.5881
2024-11-08 06:00 | 1659.8828 | 2713.5446 | 3315.7432 | 7874.4512 | 2718.6575 | 5434.4368 | 2984.9859 | 836.6094 | 780.9874
2024-11-08 07:00 | 1638.2903 | 2672.3767 | 3354.2704 | 8034.2353 | 2846.4727 | 5488.3714 | 3016.861 | 835.577 | 770.2684
2024-11-08 08:00 | 1752.4739 | 2719.9177 | 3458.0155 | 8445.9224 | 2941.6909 | 5667.266 | 3091.9591 | 867.0663 | 815.0573
2024-11-08 09:00 | 1785.1888 | 2767.3646 | 3445.3403 | 8704.1026 | 2986.0225 | 5720.2614 | 3172.6 | 895.297 | 830.5103
2024-11-08 10:00 | 1748.9365 | 2712.2251 | 3394.0463 | 8781.281 | 2923.0308 | 5605.4569 | 3116.8997 | 906.5526 | 839.2614
2024-11-08 11:00 | 1732.319 | 2638.0798 | 3311.2389 | 8810.6207 | 2897.7723 | 5603.9756 | 3121.4476 | 910.5939 | 910.2967
2024-11-08 12:00 | 1721.8536 | 2600.5897 | 3299.4053 | 8597.5648 | 2832.4632 | 5492.8648 | 3085.7534 | 896.7901 | 922.0644
2024-11-08 13:00 | 1691.4091 | 2581.6545 | 3387.5919 | 8711.9071 | 2779.8253 | 5548.0325 | 2990.4521 | 904.6448 | 936.014
2024-11-08 14:00 | 1676.2063 | 2539.9376 | 3344.8472 | 8701.343 | 2842.1802 | 5635.5303 | 2925.6052 | 890.4543 | 945.4745
2024-11-08 15:00 | 1741.7287 | 2641.6894 | 3283.4161 | 8791.0722 | 2874.6756 | 5731.1707 | 3008.4329 | 920.5523 | 951.7706
2024-11-08 16:00 | 1742.1929 | 2720.7109 | 3401.4816 | 8705.0109 | 2957.3903 | 5950.12 | 3041.2785 | 910.244 | 937.803
2024-11-08 17:00 | 1790.7853 | 2814.074 | 3375.7556 | 8639.307 | 2987.5414 | 5979.4912 | 2993.4591 | 925.6618 | 973.7306
2024-11-08 18:00 | 1796.0422 | 3039.3922 | 3617.3796 | 8819.2916 | 3091.4554 | 6124.0343 | 2991.3361 | 965.6531 | 891.4728
2024-11-08 19:00 | 1726.43 | 2998.3385 | 3530.3692 | 8632.4835 | 3051.1764 | 5746.7828 | 2971.5942 | 984.9039 | 890.0649
2024-11-08 20:00 | 1551.7015 | 2800.9814 | 3412.7858 | 8219.9248 | 2984.769 | 5376.1481 | 3013.5903 | 893.0074 | 844.6543
2024-11-08 21:00 | 1300.8182 | 2662.9647 | 3256.6529 | 7485.437 | 2665.4697 | 4942.4267 | 3018.2848 | 812.451 | 825.7286
2024-11-08 22:00 | 1085.1512 | 2532.2403 | 3019.8748 | 6713.4856 | 2336.7548 | 4428.5903 | 2974.1214 | 736.5011 | 865.7865
2024-11-08 23:00 | 978.5338 | 2469.5996 | 2931.1156 | 6225.3799 | 2075.6718 | 4210.9855 | 2917.5473 | 679.479 | 776.5235
2024-11-09 | 929.7377 | 2389.3911 | 2947.6977 | 6011.6152 | 1987.5305 | 4091.0203 | 2904.9008 | 659.2816 | 749.6696
2024-11-09 01:00 | 921.9221 | 2363.4895 | 2886.8559 | 5963.9687 | 1982.2704 | 4099.2718 | 2912.9348 | 664.608 | 748.9131
2024-11-09 02:00 | 911.9446 | 2325.3369 | 2820.5722 | 5946.2907 | 1977.2075 | 4109.4905 | 2912.5618 | 656.8657 | 725.0168
2024-11-09 03:00 | 918.6851 | 2334.6487 | 2798.6947 | 6107.1338 | 2009.7684 | 4235.3434 | 2873.9805 | 659.5006 | 707.8856
2024-11-09 04:00 | 1031.7129 | 2434.6901 | 2780.1437 | 6534.4037 | 2123.502 | 4579.6951 | 2891.7243 | 703.9128 | 763.4381
2024-11-09 05:00 | 1314.1774 | 2587.3554 | 2899.4043 | 7179.2732 | 2455.4887 | 5094.2925 | 2903.0186 | 807.3641 | 796.3409
2024-11-09 06:00 | 1511.1202 | 2687.8988 | 3027.5465 | 7873.7173 | 2773.6076 | 5578.0427 | 3015.9292 | 848.3309 | 807.4554
2024-11-09 07:00 | 1497.46 | 2660.8104 | 3032.101 | 8057.6949 | 2880.0167 | 5638.2519 | 3046.7084 | 856.0129 | 826.0598
2024-11-09 08:00 | 1534.0499 | 2783.3363 | 3200.5064 | 8481.7881 | 3027.3105 | 5716.4874 | 3141.6266 | 896.6457 | 805.3275
2024-11-09 09:00 | 1586.5784 | 2838.0364 | 3229.8646 | 8663.4786 | 3023.8865 | 5688.3899 | 3126.8022 | 922.1554 | 803.5687
2024-11-09 10:00 | 1634.7193 | 2742.6933 | 3228.3888 | 8534.0074 | 3016.9397 | 5538.8805 | 3117.0455 | 925.7178 | 760.362
2024-11-09 11:00 | 1656.1695 | 2677.1808 | 3310.4917 | 8554.2493 | 3042.6132 | 5479.9204 | 3099.3137 | 943.7104 | 781.2751
2024-11-09 12:00 | 1651.2803 | 2737.6462 | 3305.7696 | 8381.0337 | 2971.9579 | 5428.8928 | 3066.9874 | 913.4445 | 756.9996
2024-11-09 13:00 | 1697.5053 | 2750.3385 | 3348.8447 | 8551.1846 | 3050.5581 | 5082.2334 | 3053.8677 | 906.2609 | 737.7365
2024-11-09 14:00 | 1699.0658 | 2669.3298 | 3323.0892 | 8391.2568 | 3033.7787 | 5304.1931 | 2946.6814 | 868.988 | 765.1678
2024-11-09 15:00 | 1747.2133 | 2744.7941 | 3310.9489 | 8457.7612 | 3070.9957 | 5574.0314 | 2932.3909 | 842.7358 | 857.2846
2024-11-09 16:00 | 1770.8853 | 2839.0062 | 3379.5954 | 8457.6575 | 3031.2509 | 5594.1856 | 2973.5307 | 841.7125 | 897.3157
2024-11-09 17:00 | 1840.5746 | 2920.7404 | 3466.3595 | 8394.4271 | 3070.9943 | 5644.418 | 3019.9419 | 869.0482 | 897.0018
2024-11-09 18:00 | 1953.5823 | 3042.5986 | 3532.9802 | 8530.9964 | 3116.5548 | 5933.4976 | 3018.5262 | 904.0355 | 853.7695
2024-11-09 19:00 | 1942.6297 | 2935.394 | 3436.7092 | 8482.6728 | 2924.3781 | 5782.3698 | 2984.2738 | 949.7086 | 858.9428
2024-11-09 20:00 | 1802.7251 | 2771.6179 | 3365.1663 | 8124.8047 | 2864.8144 | 5379.1667 | 3009.0624 | 887.3637 | 868.9881
2024-11-09 21:00 | 1579.2876 | 2594.6823 | 3277.5389 | 7483.4347 | 2580.0497 | 4939.7024 | 2989.0893 | 807.8882 | 761.6451
2024-11-09 22:00 | 1410.318 | 2414.5587 | 3082.6463 | 6729.0192 | 2252.5182 | 4453.1214 | 2913.6564 | 736.0411 | 743.3202
2024-11-09 23:00 | 1288.0346 | 2300.0086 | 2955.8051 | 6171.2318 | 1992.4482 | 4176.9018 | 2775.9681 | 673.72 | 811.7945
2024-11-10 | 1241.3401 | 2259.619 | 2832.9037 | 5897.4722 | 1971.7138 | 4071.7375 | 2817.8637 | 654.2165 | 710.4096
2024-11-10 01:00 | 1206.5087 | 2287.637 | 2857.8718 | 5786.5299 | 1969.615 | 4064.4857 | 2862.8822 | 645.2508 | 732.6441
2024-11-10 02:00 | 1200.1436 | 2243.44 | 2828.5699 | 5819.2604 | 1921.5182 | 4070.2065 | 2841.8322 | 649.3683 | 715.7061
2024-11-10 03:00 | 1197.5815 | 2206.7284 | 2815.6945 | 5982.4947 | 1902.7767 | 4113.7955 | 2793.1779 | 641.5777 | 687.9086
2024-11-10 04:00 | 1236.5365 | 2330.4417 | 2894.3641 | 6395.9353 | 2009.4102 | 4452.8224 | 2822.6786 | 685.2189 | 706.8826
2024-11-10 05:00 | 1476.2357 | 2493.976 | 3043.1345 | 7157.92 | 2265.8609 | 4975.6917 | 2850.5741 | 783.7291 | 773.3073
2024-11-10 06:00 | 1591.826 | 2583.8287 | 3171.9313 | 7931.2506 | 2673.3772 | 5409.6951 | 2966.0959 | 823.7491 | 818.4163
2024-11-10 07:00 | 1592.6589 | 2603.2375 | 3236.6855 | 8061.3217 | 2828.7934 | 5503.0602 | 2889.8127 | 805.2891 | 875.4532
2024-11-10 08:00 | 1613.2656 | 2618.2971 | 3335.3631 | 8347.1335 | 2984.1455 | 5634.751 | 2995.2883 | 826.3551 | 925.2263
2024-11-10 09:00 | 1633.3398 | 2687.273 | 3383.95 | 8385.2794 | 3097.0736 | 5679.2996 | 3059.7189 | 818.6409 | 880.1242
2024-11-10 10:00 | 1679.5493 | 2599.8607 | 3296.935 | 8227.9472 | 3030.5645 | 5583.7338 | 3009.7147 | 836.7761 | 922.2073
2024-11-10 11:00 | 1733.5041 | 2617.4675 | 3282.7802 | 8097.4941 | 2922.4215 | 5476.5272 | 3052.6197 | 847.8831 | 897.6463
2024-11-10 12:00 | 1674.4797 | 2587.4814 | 3249.3851 | 8086.2835 | 2959.5578 | 5472.4088 | 3085.6554 | 843.7773 | 878.4371
2024-11-10 13:00 | 1697.9294 | 2513.957 | 3290.7629 | 8069.2693 | 2933.4389 | 5550.2565 | 3084.8363 | 835.6009 | 898.0217
2024-11-10 14:00 | 1748.4652 | 2441.7981 | 3294.0872 | 8015.163 | 3003.0056 | 5534.5923 | 3036.9787 | 850.9374 | 817.8168
2024-11-10 15:00 | 1780.146 | 2528.336 | 3316.1274 | 8105.5223 | 3034.018 | 5683.8663 | 3018.4763 | 856.1369 | 894.6751
2024-11-10 16:00 | 1807.3303 | 2643.5404 | 3392.5048 | 8300.3755 | 3054.5029 | 5801.877 | 3070.8265 | 889.1023 | 919.0473
2024-11-10 17:00 | 1855.4003 | 2776.1448 | 3469.9778 | 8450.4151 | 3104.3287 | 5955.3741 | 3132.2781 | 880.7935 | 869.151
2024-11-10 18:00 | 1922.2015 | 3048.4361 | 3687.1036 | 8660.2092 | 3242.784 | 6164.1015 | 3102.888 | 893.2285 | 853.9337
2024-11-10 19:00 | 1887.7316 | 3082.487 | 3718.3066 | 8508.1707 | 3262.6594 | 5892.5651 | 3083.0637 | 917.5431 | 827.9256
2024-11-10 20:00 | 1718.7487 | 2933.1862 | 3598.6895 | 8214.3164 | 3260.5047 | 5518.3899 | 3134.5384 | 867.1229 | 846.0332
2024-11-10 21:00 | 1476.8635 | 2680.4706 | 3402.2865 | 7561.73 | 2839.2013 | 5063.688 | 3144.1584 | 797.7744 | 859.6324
2024-11-10 22:00 | 1299.2951 | 2462.5413 | 3219.534 | 6734.8316 | 2488.7909 | 4646.1991 | 3003.4985 | 741.5143 | 877.9549
2024-11-10 23:00 | 1092.8213 | 2386.6058 | 3170.1296 | 6120.645 | 2234.9196 | 4366.9028 | 3019.4373 | 701.0217 | 846.9805
2024-11-11 | 1043.7651 | 2279.6464 | 3148.4775 | 5921.0991 | 2091.5669 | 4296.284 | 3038.1819 | 666.5848 | 841.4721
2024-11-11 01:00 | 1058.6075 | 2279.6953 | 3100.0446 | 5899.8459 | 2080.7641 | 4237.4895 | 2985.4206 | 661.3737 | 805.9427
2024-11-11 02:00 | 1083.4717 | 2267.1403 | 3014.569 | 5865.7162 | 2008.3689 | 4167.6753 | 2957.3096 | 650.9549 | 796.2717
2024-11-11 03:00 | 1120.3125 | 2262.1637 | 2953.8102 | 6075.0965 | 1989.7324 | 4285.3758 | 2893.1711 | 658.8634 | 768.6158
2024-11-11 04:00 | 1116.3664 | 2324.9849 | 3035.8596 | 6456.7959 | 2194.8288 | 4595.6253 | 2932.0332 | 693.5204 | 780.1547
2024-11-11 05:00 | 1227.7586 | 2605.648 | 3274.1007 | 7265.7445 | 2446.9016 | 5086.3376 | 3020.127 | 801.7339 | 771.7497
2024-11-11 06:00 | 1490.5201 | 2678.9057 | 3338.5062 | 7897.9828 | 2828.4594 | 5642.8911 | 3122.0094 | 822.1058 | 892.459
2024-11-11 07:00 | 1541.5007 | 2668.8288 | 3357.3933 | 8027.9655 | 2953.1538 | 5658.1662 | 3092.0879 | 800.3376 | 895.8785
2024-11-11 08:00 | 1631.3022 | 2720.3566 | 3444.0031 | 8367.4385 | 3120.6187 | 5776.1381 | 3205.3114 | 818.9165 | 901.8783
2024-11-11 09:00 | 1725.9751 | 2731.7552 | 3528.4175 | 8504.825 | 3244.7488 | 5796.958 | 3263.4132 | 818.1941 | 864.0899
2024-11-11 10:00 | 1761.9868 | 2714.1698 | 3479.0347 | 8663.1544 | 3181.0526 | 5628.776 | 3231.2039 | 806.7003 | 886.6536
2024-11-11 11:00 | 1771.0634 | 2669.3052 | 3527.5525 | 8506.7831 | 3137.6145 | 5649.5998 | 3147.3634 | 797.8124 | 883.9977
2024-11-11 12:00 | 1777.2461 | 2620.7633 | 3420.3374 | 8273.6802 | 3052.4397 | 5565.4214 | 3113.5798 | 767.6703 | 862.2908
2024-11-11 13:00 | 1784.4816 | 2613.1367 | 3440.0197 | 8168.7756 | 2978.3055 | 5504.1902 | 3095.1099 | 778.0141 | 887.3389
2024-11-11 14:00 | 1753.5579 | 2631.4293 | 3458.3542 | 7957.1542 | 3002.3519 | 5433.6922 | 3076.1649 | 774.6025 | 889.1367
2024-11-11 15:00 | 1760.2089 | 2736.8578 | 3458.5954 | 8097.0991 | 3000.2427 | 5546.7605 | 3103.3245 | 802.532 | 913.8583
2024-11-11 16:00 | 1798.2707 | 2852.4702 | 3522.9106 | 8186.6456 | 3008.2108 | 5650.3274 | 3126.2509 | 829.4256 | 927.3394
2024-11-11 17:00 | 1853.7861 | 2910.368 | 3533.3722 | 8250.3984 | 2942.6247 | 5751.3433 | 3117.2679 | 839.043 | 915.6013
2024-11-11 18:00 | 1919.2565 | 3036.7554 | 3697.6912 | 8312.8394 | 3072.4739 | 5997.2014 | 3135.1031 | 889.6893 | 928.5188
2024-11-11 19:00 | 1851.2982 | 3026.8215 | 3601.0453 | 8326.595 | 3062.0448 | 5749.1578 | 3130.8988 | 939.4223 | 963.2037
2024-11-11 20:00 | 1735.2952 | 2876.1673 | 3571.4708 | 8088.2501 | 3153.3825 | 5433.9627 | 3153.6141 | 897.1538 | 963.6152
2024-11-11 21:00 | 1543.6372 | 2650.3692 | 3416.3194 | 7451.2061 | 2899.3903 | 5057.7174 | 3097.6783 | 821.352 | 871.9579
2024-11-11 22:00 | 1305.3474 | 2484.0235 | 3261.6904 | 6794.4764 | 2585.9671 | 4634.6629 | 2962.0581 | 750.2434 | 789.8482
2024-11-11 23:00 | 1177.3454 | 2388.7428 | 3147.439 | 6253.7414 | 2340.4606 | 4382.4182 | 2939.6661 | 696.0619 | 774.0617
2024-11-12 | 1100.1302 | 2374.079 | 3140.0698 | 6052.7939 | 2223.8955 | 4242.1998 | 2941.2902 | 681.7479 | 755.5118
2024-11-12 01:00 | 1075.0289 | 2364.6646 | 3151.5586 | 5981.6155 | 2153.73 | 4199.432 | 2929.9626 | 669.1409 | 716.2438
2024-11-12 02:00 | 1066.0266 | 2315.1996 | 3060.9182 | 5890.8407 | 2154.2001 | 4192.7048 | 2911.5497 | 656.5699 | 721.2107
2024-11-12 03:00 | 1052.775 | 2307.6385 | 3051.5508 | 5980.3638 | 2182.008 | 4216.1898 | 2921.0694 | 659.2614 | 689.9092
2024-11-12 04:00 | 1073.7044 | 2399.7143 | 3169.8063 | 6259.741 | 2295.0931 | 4485.1235 | 2978.8986 | 673.5622 | 725.7156
2024-11-12 05:00 | 1189.1018 | 2504.03 | 3311.2782 | 6853.7633 | 2449.8461 | 4963.9785 | 3106.8172 | 736.8761 | 781.4938
2024-11-12 06:00 | 1306.946 | 2534.1929 | 3284.6602 | 7358.9834 | 2629.3109 | 5281.8666 | 3091.0913 | 765.9096 | 817.5839
2024-11-12 07:00 | 1361.0622 | 2507.5897 | 3278.6836 | 7537.469 | 2683.8802 | 5325.339 | 2997.897 | 753.7317 | 806.1854
2024-11-12 08:00 | 1437.8624 | 2676.0148 | 3427.5572 | 7954.9063 | 2883.3587 | 5538.8313 | 3140.2489 | 787.8698 | 863.7021
2024-11-12 09:00 | 1462.7426 | 2746.2672 | 3457.7197 | 8041.8372 | 2974.4102 | 5626.2269 | 3220.4695 | 798.2311 | 860.6681
2024-11-12 10:00 | 1408.5287 | 2762.577 | 3467.7399 | 7965.8056 | 2844.3208 | 5572.8221 | 3202.0193 | 787.1479 | 904.3813
2024-11-12 11:00 | 1375.3505 | 2775.22 | 3494.3058 | 7799.9335 | 2810.2774 | 5502.5388 | 3189.6291 | 771.9734 | 825.1656
2024-11-12 12:00 | 1357.462 | 2749.0981 | 3456.6163 | 7701.7949 | 2755.7807 | 5353.8342 | 3107.357 | 766.0945 | 837.8751
2024-11-12 13:00 | 1355.7826 | 2755.4759 | 3440.045 | 7616.6374 | 2722.6207 | 5230.6106 | 3108.1466 | 773.3517 | 903.7168
2024-11-12 14:00 | 1331.4186 | 2748.8468 | 3318.424 | 7453.513 | 2582.0354 | 5221.4864 | 3065.5362 | 782.6625 | 905.4716
2024-11-12 15:00 | 1350.936 | 2774.6173 | 3383.2074 | 7388.253 | 2500.8728 | 5386.9211 | 3109.3796 | 789.9352 | 878.6345
2024-11-12 16:00 | 1362.6734 | 2803.2614 | 3452.699 | 7533.7564 | 2591.1376 | 5494.136 | 3106.5506 | 807.6199 | 884.6349
2024-11-12 17:00 | 1443.6563 | 2861.2605 | 3525.706 | 7641.2661 | 2714.5075 | 5580.2436 | 3101.7999 | 811.2957 | 894.5491
2024-11-12 18:00 | 1593.699 | 3037.6202 | 3642.4485 | 7997.525 | 2831.6772 | 5781.7445 | 3122.3242 | 853.9065 | 924.7033
2024-11-12 19:00 | 1643.1514 | 2982.7241 | 3562.4304 | 8074.6785 | 2937.9713 | 5562.5699 | 3085.8858 | 892.8712 | 893.2216
2024-11-12 20:00 | 1505.973 | 2855.2044 | 3568.3423 | 7833.2012 | 2945.6728 | 5274.6908 | 3092.6756 | 857.6449 | 863.6678
2024-11-12 21:00 | 1324.6321 | 2639.7067 | 3386.7921 | 7314.689 | 2746.5392 | 4921.6102 | 2996.6156 | 768.4874 | 849.7094
2024-11-12 22:00 | 1135.9018 | 2494.824 | 3099.7487 | 6643.8553 | 2540.0455 | 4552.7699 | 2890.0741 | 696.6159 | 796.3635
2024-11-12 23:00 | 1035.5449 | 2372.412 | 2920.0247 | 6107.8426 | 2288.7408 | 4316.8801 | 2773.1696 | 687.6285 | 752.7236
2024-11-13 | 987.5384 | 2396.74 | 2892.6418 | 5849.6104 | 2157.7169 | 4150.9321 | 2785.9445 | 666.8734 | 737.9901
2024-11-13 01:00 | 966.9877 | 2374.927 | 2902.1056 | 5777.085 | 2049.1992 | 4108.7906 | 2743.7123 | 650.8689 | 752.2354
2024-11-13 02:00 | 933.3249 | 2351.5744 | 2852.1932 | 5710.8506 | 2068.8316 | 4037.8185 | 2720.3841 | 641.2468 | 725.3941
2024-11-13 03:00 | 925.837 | 2337.5885 | 2848.1569 | 5822.0184 | 2048.4728 | 4097.8113 | 2770.1704 | 658.7594 | 683.6949
2024-11-13 04:00 | 968.9485 | 2358.0787 | 2980.9526 | 6093.9264 | 2162.4068 | 4361.9915 | 2833.365 | 664.5533 | 717.8056
2024-11-13 05:00 | 1092.8114 | 2487.699 | 3088.9512 | 6574.6862 | 2306.3795 | 4846.4583 | 2930.4606 | 713.0086 | 730.9213
2024-11-13 06:00 | 1213.2425 | 2523.5532 | 3044.3609 | 6967.1132 | 2463.4546 | 5112.0197 | 2916.341 | 736.0684 | 783.3193
2024-11-13 07:00 | 1291.0887 | 2546.4216 | 3024.7132 | 7202.6148 | 2570.9609 | 5098.7905 | 2806.2832 | 736.6332 | 792.5733
2024-11-13 08:00 | 1320.9121 | 2689.5419 | 3131.5742 | 7619.4975 | 2777.8542 | 5251.2841 | 2811.7113 | 760.1103 | 894.6058
2024-11-13 09:00 | 1368.0304 | 2728.3116 | 3243.5054 | 7937.2793 | 2887.4985 | 5309.4783 | 2909.8255 | 775.9688 | 916.685
2024-11-13 10:00 | 1340.7318 | 2697.829 | 3242.9406 | 7922.682 | 2880.3867 | 5187.7188 | 2887.5261 | 771.1248 | 934.0505
2024-11-13 11:00 | 1344.0001 | 2639.8076 | 3270.4247 | 7730.3491 | 2848.6884 | 5074.5759 | 2898.533 | 752.2833 | 900.9158
2024-11-13 12:00 | 1328.3152 | 2621.6123 | 3218.4454 | 7659.3057 | 2741.4921 | 4983.803 | 2865.2709 | 760.3088 | 881.3682
2024-11-13 13:00 | 1398.3312 | 2533.3183 | 3186.511 | 7496.6498 | 2664.9014 | 4892.3478 | 2849.7495 | 767.7169 | 876.1611
2024-11-13 14:00 | 1491.0653 | 2570.4914 | 3152.8393 | 7456.981 | 2551.6271 | 4927.309 | 2828.043 | 759.7388 | 860.9797
2024-11-13 15:00 | 1538.2701 | 2599.8788 | 3106.8213 | 7510.4789 | 2541.8361 | 5046.3835 | 2889.7253 | 785.2537 | 832.9205
2024-11-13 16:00 | 1551.8177 | 2561.1119 | 3089.8005 | 7656.0112 | 2543.8234 | 5196.629 | 2878.7358 | 768.7738 | 855.7961
2024-11-13 17:00 | 1594.4195 | 2725.7062 | 3217.7787 | 7649.4028 | 2602.2294 | 5305.9835 | 2913.3632 | 776.1804 | 841.8554
2024-11-13 18:00 | 1686.9303 | 2893.8567 | 3447.2197 | 7984.1191 | 2747.4025 | 5536.0882 | 2979.7399 | 828.2632 | 760.2624
2024-11-13 19:00 | 1689.047 | 2865.895 | 3382.1456 | 7845.2546 | 2903.8189 | 5515.5671 | 3058.3626 | 889.2058 | 755.8572
2024-11-13 20:00 | 1538.6507 | 2767.2648 | 3287.9503 | 7617.1896 | 2978.0363 | 5265.6935 | 3087.7241 | 879.903 | 751.5894
2024-11-13 21:00 | 1305.7599 | 2566.6861 | 3183.0546 | 7076.8075 | 2633.6288 | 4938.598 | 3132.3268 | 816.9868 | 785.5574
2024-11-13 22:00 | 1100.8595 | 2422.7392 | 3085.2026 | 6402.8099 | 2284.862 | 4592.1676 | 3112.6342 | 732.2307 | 756.2265
2024-11-13 23:00 | 986.7903 | 2337.7505 | 2955.3671 | 5994.224 | 2093.6542 | 4338.2573 | 3061.0046 | 682.6433 | 836.5432
2024-11-14 | 928.3408 | 2308.5609 | 2929.6321 | 5843.1543 | 2048.2066 | 4249.4179 | 3053.6198 | 653.4003 | 764.3016
2024-11-14 01:00 | 903.1173 | 2293.3826 | 2938.1968 | 5720.6217 | 1981.4062 | 4214.2377 | 3018.2098 | 639.0273 | 753.4754
2024-11-14 02:00 | 898.3612 | 2273.2934 | 2892.7638 | 5699.1567 | 1930.712 | 4182.5248 | 2967.6525 | 621.084 | 732.8806
2024-11-14 03:00 | 905.799 | 2268.0996 | 2856.3319 | 5779.0637 | 1998.6679 | 4299.3424 | 2955.8117 | 629.7615 | 724.7738
2024-11-14 04:00 | 978.6652 | 2399.9579 | 2982.0616 | 6339.3845 | 2107.6728 | 4518.7783 | 2975.5671 | 666.6931 | 718.4546
2024-11-14 05:00 | 1236.128 | 2615.8969 | 3101.7829 | 7191.7729 | 2359.2059 | 4909.0024 | 2982.4082 | 759.6677 | 685.4159
2024-11-14 06:00 | 1440.2751 | 2616.2058 | 3176.12 | 7905.6351 | 2747.4312 | 5371.9393 | 3144.6775 | 804.3511 | 813.0425
2024-11-14 07:00 | 1425.2794 | 2605.6987 | 3198.0488 | 8086.9329 | 2955.1028 | 5501.2627 | 3113.4526 | 807.9543 | 804.0671
2024-11-14 08:00 | 1449.2599 | 2628.8463 | 3318.2758 | 8315.5153 | 3162.0836 | 5839.4908 | 3192.1014 | 843.6557 | 834.0013
2024-11-14 09:00 | 1464.1551 | 2694.8434 | 3389.2759 | 8509.5087 | 3270.7025 | 5940.6935 | 3301.1994 | 860.4093 | 837.5373
2024-11-14 10:00 | 1464.4191 | 2684.2335 | 3431.5393 | 8550.9785 | 3257.4909 | 5733.0061 | 3344.6877 | 856.355 | 907.4306
2024-11-14 11:00 | 1468.4372 | 2667.6669 | 3389.6579 | 8580.2364 | 3198.7 | 5692.9521 | 3335.8078 | 883.0835 | 941.7637
2024-11-14 12:00 | 1484.6584 | 2681.0681 | 3421.2995 | 8686.4036 | 3237.1617 | 5199.3915 | 3341.9292 | 885.9324 | 940.2355
2024-11-14 13:00 | 1458.7581 | 2705.0685 | 3359.568 | 8560.0535 | 3104.7759 | 5453.6823 | 3253.484 | 845.8407 | 974.9211
2024-11-14 14:00 | 1523.5377 | 2726.4184 | 3378.8195 | 8478.1611 | 3117.11 | 5567.706 | 3150.0288 | 871.6458 | 866.7213
2024-11-14 15:00 | 1656.8098 | 2773.3705 | 3405.5658 | 8725.316 | 3062.4665 | 5848.2246 | 3055.3181 | 900.904 | 790.3966
2024-11-14 16:00 | 1722.5934 | 2838.7185 | 3503.3566 | 8856.1838 | 3108.8165 | 5818.4633 | 3102.1591 | 897.2395 | 777.9482
2024-11-14 17:00 | 1755.2597 | 2886.8309 | 3603.1284 | 8962.3435 | 3205.4252 | 5708.4701 | 3122.1739 | 899.099 | 716.3208
2024-11-14 18:00 | 1743.4603 | 3133.1432 | 3707.7969 | 8974.1212 | 3333.2263 | 5932.3176 | 3091.8921 | 938.727 | 724.9144
2024-11-14 19:00 | 1689.5866 | 3132.9559 | 3579.0749 | 8803.0931 | 3327.6165 | 5694.0549 | 3038.9355 | 973.7935 | 787.2682
2024-11-14 20:00 | 1566.1306 | 2933.5007 | 3615.5367 | 8352.0899 | 3271.1911 | 5388.8305 | 3109.5691 | 898.4315 | 754.5808
2024-11-14 21:00 | 1367.9009 | 2718.7192 | 3487.3676 | 7585.0612 | 2851.2728 | 5000.71 | 3166.916 | 802.8311 | 724.8191
2024-11-14 22:00 | 1149.6558 | 2556.0368 | 3285.4515 | 6767.6936 | 2579.4039 | 4650.4625 | 3098.1603 | 738.7095 | 714.4715
2024-11-14 23:00 | 1015.1412 | 2421.9251 | 3161.8041 | 6210.8631 | 2342.6152 | 4433.3799 | 3030.4554 | 684.7456 | 655.178
2024-11-15 | 946.5676 | 2354.1974 | 3006.0453 | 5986.8507 | 2261.0375 | 4290.9186 | 3038.0144 | 668.5943 | 710.5206
2024-11-15 01:00 | 948.5993 | 2359.167 | 3023.5583 | 5969.3372 | 2263.1027 | 4275.9049 | 3060.0624 | 657.0844 | 708.0137
2024-11-15 02:00 | 934.1278 | 2283.6968 | 2974.5488 | 6016.3568 | 2226.0797 | 4288.9681 | 3003.7307 | 654.6491 | 701.298
2024-11-15 03:00 | 918.6315 | 2240.9095 | 2953.1279 | 6100.4042 | 2210.0896 | 4429.9099 | 2891.5719 | 650.6172 | 678.5178
2024-11-15 04:00 | 1008.2287 | 2397.6267 | 3028.1459 | 6655.4255 | 2333.21 | 4688.8339 | 2958.8122 | 691.2248 | 701.916
2024-11-15 05:00 | 1266.5282 | 2624.8876 | 3120.5407 | 7392.2117 | 2630.4656 | 5093.5612 | 3006.5691 | 787.3208 | 770.5116
2024-11-15 06:00 | 1473.5582 | 2665.0401 | 3241.8581 | 8121.4432 | 2945.1596 | 5507.7117 | 3116.8688 | 829.0167 | 781.5438
2024-11-15 07:00 | 1459.6589 | 2661.5666 | 3255.7162 | 8196.6114 | 3116.0827 | 5627.3782 | 3084.5328 | 804.8126 | 827.2054
2024-11-15 08:00 | 1481.3735 | 2738.7144 | 3425.7732 | 8516.6352 | 3212.987 | 5788.2471 | 3137.0925 | 839.3714 | 862.2585
2024-11-15 09:00 | 1484.5073 | 2660.1156 | 3478.9099 | 8658.9012 | 3422.4423 | 5867.1513 | 3175.4367 | 861.9903 | 856.8215
2024-11-15 10:00 | 1475.505 | 2640.4858 | 3456.5067 | 8670.4262 | 3292.5228 | 5759.027 | 3154.4282 | 869.7325 | 901.5911
2024-11-15 11:00 | 1482.3964 | 2634.1852 | 3508.0595 | 8623.4131 | 3240.0639 | 5748.7767 | 3147.9702 | 872.8608 | 925.5893
2024-11-15 12:00 | 1505.759 | 2687.275 | 3445.4875 | 8477.3849 | 3170.6268 | 5658.4265 | 3096.8838 | 861.8264 | 963.1225
2024-11-15 13:00 | 1499.6587 | 2644.2492 | 3452.4241 | 8440.6703 | 3105.3856 | 5742.4301 | 3147.9211 | 849.8028 | 984.1733
2024-11-15 14:00 | 1539.5133 | 2627.454 | 3480.6451 | 8570.8386 | 3088.1493 | 5786.446 | 3140.7989 | 883.4648 | 848.3713
2024-11-15 15:00 | 1637.7635 | 2728.7143 | 3489.4838 | 8825.4714 | 3058.3978 | 5877.633 | 3205.9125 | 918.2691 | 847.0823
2024-11-15 16:00 | 1656.5642 | 2848.8343 | 3517.8294 | 8935.9065 | 3191.7927 | 5864.8022 | 3272.2392 | 945.6775 | 796.1293
2024-11-15 17:00 | 1709.0776 | 2922.1665 | 3520.8733 | 8957.6615 | 3216.7514 | 5800.7806 | 3222.8173 | 917.6516 | 755.8718
2024-11-15 18:00 | 1717.892 | 3107.8501 | 3650.1721 | 9022.3165 | 3335.6693 | 5807.2674 | 3188.001 | 929.9254 | 795.2252
2024-11-15 19:00 | 1569.3871 | 3104.6659 | 3697.2131 | 8837.5554 | 3166.9022 | 5599.0741 | 3088.6153 | 958.1824 | 857.2585
2024-11-15 20:00 | 1467.7133 | 2966.2029 | 3721.5542 | 8415.4123 | 3135.1678 | 5276.9501 | 3112.1241 | 902.7174 | 847.7863
2024-11-15 21:00 | 1262.5249 | 2793.2522 | 3545.4267 | 7651.457 | 2788.518 | 4936.5674 | 3133.0504 | 822.5916 | 816.1607
2024-11-15 22:00 | 1122.9499 | 2618.6399 | 3373.5561 | 6612.3571 | 2467.0233 | 4656.901 | 3088.956 | 773.7585 | 757.366
2024-11-15 23:00 | 1205.692 | 2523.7484 | 3251.7326 | 6131.7896 | 2168.8143 | 4339.4749 | 2908.1949 | 716.2397 | 730.8943
2024-11-16 | 1210.7275 | 2416.0017 | 3154.7473 | 6028.1447 | 1974.0494 | 4222.1602 | 2938.2444 | 709.3728 | 692.4649
2024-11-16 01:00 | 1191.1949 | 2465.3709 | 3065.4625 | 5988.0205 | 1934.1615 | 4209.3795 | 2992.4896 | 713.531 | 691.5439
2024-11-16 02:00 | 1161.1471 | 2453.3139 | 3023.3079 | 6045.539 | 1927.8028 | 4227.4224 | 2964.0064 | 708.2511 | 643.7091
2024-11-16 03:00 | 1086.385 | 2419.4374 | 3047.1077 | 6101.3313 | 2021.8016 | 4284.3386 | 2890.7656 | 697.3968 | 645.9868
2024-11-16 04:00 | 1079.8949 | 2524.5371 | 3182.2597 | 6545.4943 | 2136.8025 | 4532.6424 | 2867.323 | 717.2889 | 651.4121
2024-11-16 05:00 | 1280.0813 | 2702.7214 | 3339.2957 | 7384.5105 | 2401.2839 | 5003.2069 | 2920.1591 | 809.6554 | 729.0085
2024-11-16 06:00 | 1508.2123 | 2692.7015 | 3375.2443 | 8151.8076 | 2815.4534 | 5395.1309 | 2999.3593 | 840.2886 | 772.8925
2024-11-16 07:00 | 1518.0196 | 2686.4816 | 3373.7668 | 8282.4832 | 2912.0674 | 5481.1423 | 2963.1854 | 846.9238 | 746.8531
2024-11-16 08:00 | 1655.9719 | 2819.735 | 3444.0808 | 8574.0608 | 2922.0267 | 5684.4852 | 3010.3355 | 856.072 | 880.8956
2024-11-16 09:00 | 1791.5362 | 2820.0176 | 3456.2606 | 8627.4624 | 2925.9811 | 5760.5734 | 3134.0821 | 843.2321 | 858.602
2024-11-16 10:00 | 1778.6872 | 2742.5041 | 3473.1657 | 8637.8187 | 2896.7501 | 5740.3504 | 3079.166 | 840.8674 | 891.6794
2024-11-16 11:00 | 1831.7507 | 2675.8394 | 3509.3819 | 8542.1292 | 2961.8405 | 5646.1614 | 3125.4155 | 837.6101 | 912.232
2024-11-16 12:00 | 1782.4465 | 2666.5618 | 3482.6805 | 8473.7976 | 2909.7408 | 5548.4668 | 3080.2857 | 826.9326 | 860.7341
2024-11-16 13:00 | 1801.2535 | 2645.7076 | 3471.7529 | 8441.1445 | 2934.7595 | 5623.8431 | 3086.2443 | 848.5779 | 829.9094
2024-11-16 14:00 | 1703.1832 | 2670.9829 | 3433.9032 | 8478.935 | 2913.5295 | 5638.3631 | 3043.426 | 844.7365 | 803.8632
2024-11-16 15:00 | 1715.0153 | 2705.7904 | 3553.5013 | 8689.1468 | 2921.0209 | 5770.5594 | 3082.651 | 889.0275 | 846.7127
2024-11-16 16:00 | 1723.7716 | 2790.4002 | 3490.8535 | 8867.3835 | 3062.7369 | 5878.1455 | 3050.6329 | 917.7522 | 892.6287
2024-11-16 17:00 | 1749.1321 | 2908.9814 | 3526.4311 | 8790.3646 | 3082.0921 | 5993.9492 | 3020.8183 | 908.0511 | 826.4357
2024-11-16 18:00 | 1807.9051 | 3089.9869 | 3732.2744 | 9030.9975 | 3140.1915 | 6135.9298 | 3069.8292 | 973.8936 | 809.0519
2024-11-16 19:00 | 1703.5777 | 3010.2521 | 3637.3441 | 8954.3843 | 3084.2618 | 5723.0699 | 3060.7168 | 983.7388 | 782.722
2024-11-16 20:00 | 1638.4335 | 2864.387 | 3563.2427 | 8614.9761 | 3012.4227 | 5382.2891 | 3023.8775 | 896.4961 | 756.063
2024-11-16 21:00 | 1446.3179 | 2702.0511 | 3477.5994 | 7885.2934 | 2723.4981 | 5020.2447 | 3026.582 | 802.4339 | 712.3604
2024-11-16 22:00 | 1201.9081 | 2541.3321 | 3254.8459 | 7050.7889 | 2426.3504 | 4664.8923 | 2957.0651 | 747.3881 | 657.8422
2024-11-16 23:00 | 1106.3556 | 2454.4949 | 3120.9316 | 6458.2922 | 2160.0163 | 4423.6648 | 2955.1836 | 698.3456 | 619.0682
2024-11-17 | 1062.104 | 2376.0518 | 3061.2109 | 6199.0042 | 2077.582 | 4296.4303 | 2911.4521 | 690.7224 | 641.7803
2024-11-17 01:00 | 1052.1464 | 2424.0205 | 3083.415 | 6129.7679 | 2046.2965 | 4263.8179 | 2918.3041 | 684.6626 | 661.3588
2024-11-17 02:00 | 1117.4359 | 2381.8181 | 3064.2148 | 6136.2306 | 1995.5043 | 4252.7636 | 2891.6904 | 675.7574 | 576.5709
2024-11-17 03:00 | 1092.8986 | 2384.2092 | 2990.9099 | 6382.7365 | 2020.732 | 4319.1228 | 2852.5764 | 674.6196 | 626.7276
2024-11-17 04:00 | 1101.7435 | 2474.0841 | 3054.0282 | 6917.7991 | 2134.4068 | 4560.9226 | 2899.0492 | 695.8453 | 635.5787
2024-11-17 05:00 | 1311.6546 | 2646.0781 | 3215.3123 | 7676.7141 | 2424.3499 | 4989.9926 | 2944.7614 | 803.6897 | 631.508
2024-11-17 06:00 | 1548.6496 | 2611.3722 | 3269.2031 | 8356.2555 | 2737.2653 | 5461.9992 | 3039.8788 | 850.8339 | 707.9268
2024-11-17 07:00 | 1621.2154 | 2552.8124 | 3296.7716 | 8401.4629 | 2864.1423 | 5666.8718 | 3015.2256 | 863.3897 | 722.2254
2024-11-17 08:00 | 1676.1486 | 2617.0783 | 3408.224 | 8706.8527 | 3000.164 | 5922.6248 | 3118.442 | 930.9978 | 723.5451
2024-11-17 09:00 | 1753.7628 | 2603.2898 | 3402.5318 | 8817.9055 | 3087.4338 | 6039.9071 | 3187.2331 | 954.488 | 694.4202
2024-11-17 10:00 | 1854.6079 | 2583.4197 | 3266.042 | 8850.8629 | 3085.4682 | 5938.6066 | 3120.1775 | 924.1819 | 715.2169
2024-11-17 11:00 | 1832.2027 | 2559.0238 | 3321.9568 | 8751.6284 | 3046.067 | 5923.4122 | 3144.3573 | 901.6817 | 797.1065
2024-11-17 12:00 | 1722.7192 | 2519.85 | 3423.0387 | 8504.7565 | 3033.0076 | 5853.0749 | 3089.1759 | 854.7495 | 823.3349
2024-11-17 13:00 | 1675.5676 | 2540.3118 | 3468.8253 | 8531.711 | 2986.5866 | 5894.5201 | 3006.9844 | 876.4843 | 827.499
2024-11-17 14:00 | 1684.4392 | 2554.2933 | 3436.1393 | 8466.9421 | 2934.1455 | 5860.1362 | 3021.184 | 889.3842 | 816.6287
2024-11-17 15:00 | 1691.6327 | 2639.2658 | 3504.559 | 8630.1431 | 2920.7101 | 5882.8846 | 3049.2582 | 925.5479 | 751.2408
2024-11-17 16:00 | 1677.3436 | 2753.694 | 3570.1235 | 8899.0881 | 2965.7335 | 6017.8182 | 3106.4339 | 924.7606 | 737.7287
2024-11-17 17:00 | 1705.9779 | 2876.2152 | 3622.7881 | 9116.9542 | 2966.8543 | 5986.7972 | 3093.1818 | 909.8451 | 727.0639
2024-11-17 18:00 | 1699.9038 | 3077.7085 | 3730.5471 | 9377.2012 | 2998.8873 | 6024.7241 | 3080.0201 | 946.31 | 711.7725
2024-11-17 19:00 | 1677.4574 | 2986.3738 | 3642.7504 | 9245.8599 | 2914.379 | 5772.4399 | 2992.0676 | 945.0972 | 738.9549
2024-11-17 20:00 | 1551.2799 | 2857.7075 | 3489.7356 | 8927.4803 | 2909.1897 | 5417.0262 | 3007.2173 | 860.9499 | 722.2665
2024-11-17 21:00 | 1357.4108 | 2636.6143 | 3375.0861 | 8207.523 | 2676.8365 | 5010.4847 | 3055.4504 | 780.4477 | 667.9565
2024-11-17 22:00 | 1149.2867 | 2533.1629 | 3248.1022 | 7292.862 | 2350.3607 | 4651.6624 | 3062.3291 | 708.9061 | 652.2971
2024-11-17 23:00 | 1018.8213 | 2433.3241 | 3183.5263 | 6646.0527 | 2131.0501 | 4351.3563 | 2978.6307 | 664.1902 | 722.8515
2024-11-18 | 990.5857 | 2376.0853 | 3147.5999 | 6411.0896 | 2003.6978 | 4228.9931 | 3005.8685 | 645.1434 | 707.0058
2024-11-18 01:00 | 972.5737 | 2362.7643 | 3118.0442 | 6336.0238 | 2022.2647 | 4184.2073 | 3002.2199 | 632.3054 | 683.572
2024-11-18 02:00 | 968.2463 | 2350.6276 | 3132.9628 | 6301.6708 | 1998.3554 | 4245.6929 | 2989.8288 | 624.8427 | 679.932
2024-11-18 03:00 | 965.3771 | 2347.4995 | 3061.0484 | 6479.862 | 2011.3679 | 4341.2453 | 2916.9424 | 627.0957 | 672.9736
2024-11-18 04:00 | 1060.2388 | 2477.6984 | 3060.6776 | 6991.7758 | 2128.7674 | 4649.4995 | 2947.1071 | 666.3562 | 692.1378
2024-11-18 05:00 | 1310.0661 | 2638.2384 | 3178.5964 | 7827.4303 | 2412.83 | 5088.4248 | 2972.8707 | 769.5157 | 759.0145
2024-11-18 06:00 | 1528.9121 | 2644.9149 | 3256.9456 | 8532.2305 | 2722.7626 | 5483.8023 | 3023.2777 | 813.0102 | 794.8331
2024-11-18 07:00 | 1555.1403 | 2642.9815 | 3242.7633 | 8667.8513 | 2857.7255 | 5678.015 | 2991.3575 | 804.6411 | 820.9534
2024-11-18 08:00 | 1602.6235 | 2683.2979 | 3446.7244 | 8848.6701 | 3066.9719 | 5901.3522 | 3117.865 | 824.8769 | 824.2942
2024-11-18 09:00 | 1620.9173 | 2756.2181 | 3552.3866 | 8877.8404 | 3156.1026 | 5911.4818 | 3223.965 | 822.6399 | 818.955
2024-11-18 10:00 | 1606.6201 | 2769.5027 | 3550.1728 | 8723.5765 | 3145.3274 | 5786.7257 | 3241.4636 | 811.0477 | 836.3675
2024-11-18 11:00 | 1600.9466 | 2759.963 | 3604.7247 | 8600.9432 | 3163.998 | 5726.2468 | 3199.8286 | 813.8425 | 876.7276
2024-11-18 12:00 | 1581.8986 | 2738.9036 | 3588.8843 | 8445.6148 | 3102.8893 | 5699.9459 | 3262.8553 | 816.2331 | 915.3873
2024-11-18 13:00 | 1542.1997 | 2655.2908 | 3674.321 | 8326.9475 | 3063.513 | 5634.6971 | 3211.7065 | 808.0233 | 863.8219
2024-11-18 14:00 | 1524.4504 | 2604.5184 | 3624.6828 | 8199.4579 | 2990.6644 | 5693.2761 | 3168.091 | 811.6303 | 901.4358
2024-11-18 15:00 | 1527.5882 | 2730.8872 | 3681.2567 | 8294.1716 | 2898.802 | 5767.3445 | 3171.9956 | 841.6476 | 878.9152
2024-11-18 16:00 | 1520.4796 | 2836.4899 | 3737.1454 | 8308.3084 | 2900.2284 | 5788.1561 | 3149.9281 | 831.2903 | 921.0846
2024-11-18 17:00 | 1558.65 | 2909.5736 | 3709.0141 | 8329.4653 | 2873.4601 | 5841.4747 | 3113.1499 | 843.1082 | 932.7049
2024-11-18 18:00 | 1617.0429 | 3109.5497 | 3855.9541 | 8385.833 | 3036.2016 | 5903.5803 | 3096.4665 | 866.2726 | 832.4262
2024-11-18 19:00 | 1644.7068 | 3032.8422 | 3692.129 | 8288.4117 | 2908.7858 | 5593.8528 | 2961.1953 | 886.4597 | 798.5838
2024-11-18 20:00 | 1585.5501 | 2847.7356 | 3560.1798 | 8021.166 | 2901.4719 | 5239.1432 | 2958.2047 | 835.4486 | 896.7313
2024-11-18 21:00 | 1420.7322 | 2653.0397 | 3409.8299 | 7433.8769 | 2709.875 | 4867.1034 | 3002.5964 | 761.5966 | 817.2577
2024-11-18 22:00 | 1198.9415 | 2528.5266 | 3225.6994 | 6759.7745 | 2428.4815 | 4519.2279 | 3010.7327 | 695.7671 | 778.3569
2024-11-18 23:00 | 1057.8489 | 2447.0411 | 3143.3381 | 6217.6609 | 2185.0371 | 4263.048 | 2955.3979 | 641.1718 | 736.8376
2024-11-19 | 1001.4518 | 2419.8681 | 3122.3933 | 6016.5529 | 2089.5609 | 4189.1094 | 2953.4664 | 621.3513 | 771.3855
2024-11-19 01:00 | 970.7694 | 2433.6063 | 3083.8386 | 5966.0998 | 2075.8817 | 4178.4375 | 2967.5926 | 609.7286 | 753.4367
2024-11-19 02:00 | 963.2522 | 2348.0545 | 3033.7331 | 5857.235 | 2051.4406 | 4086.7094 | 2967.2265 | 598.8476 | 711.7124
2024-11-19 03:00 | 982.381 | 2390.6961 | 3015.5747 | 5931.3018 | 2073.2615 | 4139.3171 | 2930.9776 | 609.0854 | 702.8497
2024-11-19 04:00 | 1054.109 | 2492.9617 | 3085.6358 | 6223.0384 | 2159.0878 | 4394.3567 | 2933.2796 | 632.9044 | 743.4775
2024-11-19 05:00 | 1164.2667 | 2628.1401 | 3255.6239 | 6757.4693 | 2356.198 | 4806.6468 | 3023.0377 | 674.6904 | 768.758
2024-11-19 06:00 | 1279.483 | 2663.0987 | 3292.9819 | 7325.0114 | 2542.1547 | 5132.7641 | 3047.0106 | 717.52 | 830.4066
2024-11-19 07:00 | 1337.7259 | 2617.4861 | 3286.0666 | 7637.5093 | 2648.1696 | 5194.348 | 2988.9036 | 723.6236 | 812.2797
2024-11-19 08:00 | 1392.5995 | 2683.8908 | 3408.0131 | 7997.3707 | 2828.3929 | 5360.0304 | 3063.9012 | 753.7876 | 844.8316
2024-11-19 09:00 | 1417.9513 | 2737.9789 | 3472.1275 | 8217.8969 | 2904.8608 | 5444.9757 | 3190.4087 | 769.029 | 858.455
2024-11-19 10:00 | 1402.4937 | 2720.0147 | 3525.4202 | 8149.7259 | 2918.6193 | 5320.0196 | 3149.861 | 768.4778 | 869.2609
2024-11-19 11:00 | 1412.5126 | 2739.7841 | 3526.1282 | 7983.0913 | 2839.8795 | 5258.7618 | 3118.3925 | 768.1447 | 903.5021
2024-11-19 12:00 | 1376.6014 | 2761.3417 | 3499.6585 | 7895.1818 | 2752.2987 | 5294.1454 | 3076.8631 | 758.7587 | 879.5213
2024-11-19 13:00 | 1381.4175 | 2797.2842 | 3498.3693 | 7841.245 | 2670.2656 | 5311.4325 | 3074.3964 | 763.2389 | 883.9924
2024-11-19 14:00 | 1401.5953 | 2756.9048 | 3399.6725 | 7728.9242 | 2614.4611 | 5292.8631 | 3128.3133 | 762.0878 | 866.7958
2024-11-19 15:00 | 1338.9082 | 2832.9013 | 3424.2452 | 7814.6759 | 2643.2248 | 5320.7509 | 3180.2709 | 789.4588 | 913.7397
2024-11-19 16:00 | 1384.6242 | 2861.901 | 3569.2329 | 7812.152 | 2661.5667 | 5400.573 | 3159.3185 | 788.5572 | 950.4571
2024-11-19 17:00 | 1439.0766 | 2964.5341 | 3603.5656 | 7877.6286 | 2753.9341 | 5416.7491 | 3138.9837 | 804.1132 | 913.939
2024-11-19 18:00 | 1530.3368 | 3155.4905 | 3717.7441 | 8309.0222 | 2874.0371 | 5664.8294 | 3128.7716 | 837.8671 | 823.5254
2024-11-19 19:00 | 1619.9496 | 3124.4267 | 3616.8073 | 8196.1735 | 2843.3821 | 5578.0997 | 3051.1774 | 870.9559 | 826.4486
2024-11-19 20:00 | 1532.8343 | 3014.2998 | 3517.1784 | 7839.1939 | 2967.9293 | 5277.2077 | 3027.8517 | 837.6864 | 796.9761
2024-11-19 21:00 | 1333.5625 | 2792.3423 | 3395.4707 | 7210.0347 | 2730.8376 | 4870.9362 | 2967.001 | 744.5459 | 850.872
2024-11-19 22:00 | 1137.8507 | 2610.0057 | 3252.1397 | 6579.5482 | 2432.7657 | 4470.8185 | 2875.6726 | 660.0704 | 810.6517
2024-11-19 23:00 | 1000.9676 | 2496.6541 | 3112.0598 | 6074.4285 | 2210.7361 | 4214.7075 | 2838.0935 | 621.3374 | 755.7379
2024-11-20 | 931.968 | 2424.1088 | 2992.1534 | 5822.9673 | 2108.5328 | 4120.5956 | 2838.6787 | 600.7694 | 692.6809
2024-11-20 01:00 | 906.8868 | 2387.1282 | 2993.7223 | 5658.9581 | 1984.7524 | 4065.1698 | 2811.0582 | 591.0169 | 741.2495
2024-11-20 02:00 | 893.578 | 2386.7603 | 2999.0589 | 5595.7754 | 1946.3565 | 4057.4683 | 2805.4731 | 596.1023 | 703.6444
2024-11-20 03:00 | 886.5265 | 2373.0153 | 2977.0877 | 5615.949 | 2020.0173 | 4043.9057 | 2828.6824 | 595.7034 | 692.5921
2024-11-20 04:00 | 932.9378 | 2464.7574 | 2998.6948 | 5977.683 | 2052.5267 | 4254.7035 | 2914.9581 | 606.6669 | 726.7638
2024-11-20 05:00 | 1042.5204 | 2570.11 | 3089.1662 | 6438.3007 | 2224.4789 | 4704.4105 | 3019.2433 | 638.5523 | 773.3805
2024-11-20 06:00 | 1156.9292 | 2554.0922 | 3083.7577 | 6909.5551 | 2416.0335 | 4946.7241 | 2958.2545 | 669.7325 | 809.3918
2024-11-20 07:00 | 1237.4723 | 2527.7731 | 3109.3694 | 7137.4527 | 2525.2867 | 4972.8814 | 2774.6476 | 697.6729 | 754.5152
2024-11-20 08:00 | 1333.1025 | 2596.9167 | 3249.8576 | 7566.032 | 2719.7893 | 5208.5548 | 2841.7623 | 733.3783 | 781.7558
2024-11-20 09:00 | 1339.9003 | 2611.6046 | 3337.1385 | 7789.9302 | 2795.6987 | 5313.775 | 2892.9487 | 747.0129 | 857.7265
2024-11-20 10:00 | 1281.3491 | 2598.8024 | 3307.3681 | 7596.5563 | 2855.5265 | 5124.154 | 2885.745 | 732.7764 | 824.2246
2024-11-20 11:00 | 1259.9629 | 2586.3078 | 3321.4266 | 7515.9254 | 2867.0951 | 5010.1263 | 2870.7129 | 717.8854 | 890.1612
2024-11-20 12:00 | 1236.6031 | 2567.381 | 3266.0874 | 7463.9699 | 2796.001 | 5014.2025 | 2863.0142 | 697.1574 | 881.3868
2024-11-20 13:00 | 1224.8037 | 2504.5005 | 3266.6428 | 7444.5835 | 2627.4708 | 5075.399 | 2851.1034 | 698.4813 | 872.8574
2024-11-20 14:00 | 1202.6705 | 2525.7138 | 3253.4007 | 7225.6664 | 2511.2804 | 4983.0359 | 2878.8015 | 683.3927 | 887.8755
2024-11-20 15:00 | 1281.238 | 2599.0402 | 3261.1392 | 7280.9637 | 2462.2477 | 5098.7771 | 2932.5613 | 700.3231 | 864.9692
2024-11-20 16:00 | 1393.071 | 2648.8831 | 3317.9188 | 7309.7957 | 2489.2846 | 5169.2274 | 2936.2496 | 727.423 | 913.2913
2024-11-20 17:00 | 1485.3911 | 2730.5302 | 3403.8199 | 7410.8387 | 2543.7521 | 5340.4843 | 2921.146 | 755.4812 | 790.4341
2024-11-20 18:00 | 1565.526 | 2944.3461 | 3547.7266 | 7645.1203 | 2713.8301 | 5525.5922 | 2978.4749 | 790.0447 | 782.964
2024-11-20 19:00 | 1647.0303 | 2944.9696 | 3502.7166 | 7697.9491 | 2754.7977 | 5475.1535 | 2954.1815 | 849.5028 | 801.6797
2024-11-20 20:00 | 1520.8017 | 2898.8329 | 3456.2058 | 7473.8835 | 2905.5986 | 5235.7118 | 3024.5809 | 825.1271 | 800.3599
2024-11-20 21:00 | 1305.4818 | 2739.3684 | 3282.0289 | 6891.6771 | 2635.4018 | 4873.2062 | 2990.7792 | 738.9497 | 862.0392
2024-11-20 22:00 | 1099.0569 | 2585.7706 | 3126.0574 | 6254.7113 | 2333.9385 | 4500.5021 | 2967.4129 | 665.7921 | 819.2578
2024-11-20 23:00 | 989.0188 | 2440.0161 | 3044.09 | 5788.0949 | 2128.4848 | 4217.5554 | 2887.7659 | 615.3039 | 750.9512
2024-11-21 | 922.6246 | 2384.4965 | 3022.0621 | 5647.4511 | 2046.8709 | 4142.9364 | 2915.7777 | 598.1076 | 705.7321
2024-11-21 01:00 | 940.5623 | 2385.2006 | 3038.5773 | 5563.7977 | 1962.0777 | 4088.2779 | 2942.6597 | 605.1526 | 756.5038
2024-11-21 02:00 | 945.3616 | 2362.2208 | 2988.178 | 5594.9572 | 1952.1842 | 4123.7659 | 2934.2258 | 615.1314 | 743.4115
2024-11-21 03:00 | 957.4248 | 2288.5221 | 2992.7378 | 5695.7949 | 2005.8912 | 4300.0947 | 2847.5505 | 619.8072 | 737.2663
2024-11-21 04:00 | 1093.5441 | 2405.8832 | 3052.5485 | 6172.623 | 2169.8593 | 4519.0219 | 2881.5088 | 658.7194 | 741.9466
2024-11-21 05:00 | 1339.3718 | 2620.7659 | 3242.405 | 7034.8466 | 2423.7372 | 4885.2978 | 2957.1942 | 776.9519 | 705.6017
2024-11-21 06:00 | 1491.6132 | 2554.2538 | 3360.7007 | 7752.3378 | 2751.9713 | 5302.3066 | 3075.9569 | 808.69 | 737.3045
2024-11-21 07:00 | 1511.0737 | 2511.5221 | 3444.0512 | 7925.4546 | 2854.4302 | 5509.0542 | 2971.5544 | 808.8309 | 813.0588
2024-11-21 08:00 | 1567.3611 | 2720.354 | 3478.1274 | 8245.8368 | 3074.8955 | 5678.2243 | 3064.8616 | 846.0608 | 904.0061
2024-11-21 09:00 | 1692.6477 | 2732.1657 | 3507.6437 | 8410.9706 | 3086.4411 | 5752.7374 | 3136.1338 | 860.6451 | 914.2507
2024-11-21 10:00 | 1705.2305 | 2663.0314 | 3501.5568 | 8432.5844 | 3079.0278 | 5665.9285 | 3092.7297 | 862.5258 | 895.7033
2024-11-21 11:00 | 1687.6798 | 2678.4947 | 3492.9303 | 8460.4069 | 3051.3461 | 5618.9882 | 3117.4392 | 856.7093 | 848.2448
2024-11-21 12:00 | 1665.365 | 2680.0792 | 3410.2903 | 8194.1358 | 2951.0669 | 5600.6624 | 3113.3715 | 847.7982 | 825.6783
2024-11-21 13:00 | 1613.6746 | 2612.5451 | 3435.1842 | 8217.0484 | 2920.1948 | 5648.0502 | 3140.0697 | 859.2605 | 843.2034
2024-11-21 14:00 | 1528.5988 | 2714.078 | 3419.1227 | 8175.7428 | 2906.554 | 5608.257 | 3076.3794 | 857.1987 | 807.1916
2024-11-21 15:00 | 1517.7454 | 2841.6392 | 3445.9089 | 8293.49 | 3002.7404 | 5688.0747 | 3100.9202 | 872.5234 | 826.7613
2024-11-21 16:00 | 1562.0538 | 2921.5947 | 3504.7129 | 8532.4268 | 3072.2573 | 5748.0602 | 3174.4735 | 876.98 | 875.5668
2024-11-21 17:00 | 1600.9164 | 3048.8408 | 3600.5282 | 8626.9195 | 3122.3337 | 5815.1844 | 3232.0648 | 859.6834 | 733.75
2024-11-21 18:00 | 1722.9185 | 3254.2295 | 3742.8381 | 8812.5232 | 3199.5221 | 5937.4349 | 3176.4993 | 864.4629 | 769.9052
2024-11-21 19:00 | 1707.4004 | 3251.9644 | 3706.9963 | 8623.7726 | 3028.9005 | 5786.8862 | 3097.1104 | 906.5377 | 755.2583
2024-11-21 20:00 | 1574.5983 | 3060.5947 | 3575.2985 | 8154.2095 | 2919.4228 | 5422.8198 | 3105.7702 | 855.7628 | 777.4177
2024-11-21 21:00 | 1398.833 | 2825.422 | 3487.6719 | 7439.888 | 2659.3857 | 4986.5128 | 3112.4631 | 757.2838 | 741.8422
2024-11-21 22:00 | 1118.9544 | 2609.5674 | 3322.1487 | 6630.9596 | 2331.3479 | 4638.9111 | 3054.0818 | 683.6451 | 796.4246
2024-11-21 23:00 | 991.2458 | 2486.0278 | 3184.3876 | 6073.3427 | 2055.9339 | 4358.5791 | 2991.0361 | 638.4655 | 815.3853
2024-11-22 | 939.8555 | 2469.1125 | 3154.7164 | 5915.4865 | 2039.0357 | 4244.3798 | 3017.7318 | 633.6485 | 771.6662
2024-11-22 01:00 | 891.7949 | 2456.1738 | 3112.1841 | 5807.6716 | 2094.254 | 4254.3835 | 2964.1845 | 633.9155 | 777.3675
2024-11-22 02:00 | 901.5526 | 2443.5557 | 3052.6739 | 5810.346 | 2026.6421 | 4365.7665 | 2945.7305 | 643.2148 | 670.2799
2024-11-22 03:00 | 900.7121 | 2448.5533 | 3010.0129 | 5983.5596 | 2009.1603 | 4471.0625 | 2876.3749 | 648.9049 | 604.0421
2024-11-22 04:00 | 998.1979 | 2549.3215 | 3068.488 | 6476.5009 | 2166.8337 | 4622.7103 | 2888.7472 | 684.6977 | 651.1624
2024-11-22 05:00 | 1219.0328 | 2741.6467 | 3245.5001 | 7358.3674 | 2442.4467 | 5008.2396 | 2967.0943 | 770.5537 | 663.153
2024-11-22 06:00 | 1378.8444 | 2771.1743 | 3351.2495 | 7971.5994 | 2746.4762 | 5527.0471 | 3070.0721 | 795.6204 | 691.1987
2024-11-22 07:00 | 1393.3869 | 2750.3162 | 3350.1583 | 7989.2773 | 2884.3592 | 5689.7565 | 3040.08 | 803.5174 | 782.3984
2024-11-22 08:00 | 1389.8778 | 2861.6714 | 3455.6501 | 8219.2606 | 3062.7227 | 5824.1735 | 3167.4795 | 859.0759 | 836.5443
2024-11-22 09:00 | 1451.5749 | 2874.2586 | 3384.0167 | 8471.959 | 3137.2162 | 5824.1043 | 3245.2231 | 882.3426 | 845.6929
2024-11-22 10:00 | 1582.0967 | 2774.2503 | 3331.4077 | 8436.1729 | 3103.7198 | 5626.7658 | 3157.519 | 879.8455 | 960.8055
2024-11-22 11:00 | 1529.9461 | 2845.6572 | 3351.4752 | 8525.6713 | 3050.784 | 5679.5241 | 3075.2026 | 874.6726 | 934.2252
2024-11-22 12:00 | 1457.9672 | 2841.1635 | 3377.2624 | 8347.1604 | 2936.3844 | 5693.7581 | 3094.5266 | 895.351 | 973.2392
2024-11-22 13:00 | 1348.6956 | 2799.8048 | 3443.0739 | 8304.3415 | 2935.7185 | 5786.2276 | 3047.8907 | 871.907 | 987.4083
2024-11-22 14:00 | 1456.4082 | 2785.8795 | 3485.5924 | 8358.9187 | 2858.2523 | 5687.4174 | 3011.4218 | 856.79 | 941.8116
2024-11-22 15:00 | 1519.3825 | 2820.0508 | 3533.1911 | 8523.7224 | 2962.9857 | 5623.4467 | 3074.3784 | 892.5778 | 973.9363
2024-11-22 16:00 | 1580.5043 | 2837.7806 | 3607.4986 | 8568.5766 | 2975.706 | 5730.7287 | 3031.0924 | 909.8759 | 884.3176
2024-11-22 17:00 | 1633.3101 | 2926.6152 | 3634.0426 | 8632.9305 | 3092.4386 | 5791.5732 | 3049.919 | 914.2493 | 796.9421
2024-11-22 18:00 | 1734.8281 | 3117.5347 | 3857.2049 | 8771.5923 | 3273.2417 | 5948.8281 | 3063.2518 | 911.8847 | 808.5864
2024-11-22 19:00 | 1624.3386 | 3148.7929 | 3787.1171 | 8521.1358 | 3199.5365 | 5596.6645 | 2958.3897 | 916.029 | 794.1329
2024-11-22 20:00 | 1467.1519 | 3008.1009 | 3734.6809 | 8066.617 | 3125.1055 | 5390.7143 | 3002.0429 | 869.4719 | 897.0915
2024-11-22 21:00 | 1280.3108 | 2816.5557 | 3629.3643 | 7444.4972 | 2721.5476 | 5006.8053 | 2999.6515 | 781.1923 | 829.6596
2024-11-22 22:00 | 1118.3739 | 2659.7233 | 3462.9633 | 6747.354 | 2439.018 | 4618.5382 | 2927.3406 | 722.4955 | 725.9583
2024-11-22 23:00 | 1028.4888 | 2501.4111 | 3264.0001 | 6152.5901 | 2124.1996 | 4352.3235 | 2912.0321 | 674.8361 | 765.0216
2024-11-23 | 969.356 | 2407.6407 | 3147.9364 | 5877.445 | 2083.6175 | 4294.1739 | 2925.9516 | 652.9948 | 726.5087
2024-11-23 01:00 | 973.2798 | 2370.7922 | 3127.4497 | 5809.5649 | 2087.3158 | 4282.511 | 2931.5649 | 634.5042 | 690.3636
2024-11-23 02:00 | 962.8809 | 2350.08 | 3108.6872 | 5881.6763 | 2093.5031 | 4298.5606 | 2933.5475 | 636.2563 | 696.8448
2024-11-23 03:00 | 968.683 | 2252.6685 | 3074.79 | 6034.5911 | 2076.6185 | 4342.393 | 2924.1979 | 651.768 | 684.6026
2024-11-23 04:00 | 1072.3446 | 2392.6833 | 3133.1867 | 6496.5556 | 2186.2003 | 4617.2223 | 2927.6285 | 698.2573 | 730.0508
2024-11-23 05:00 | 1282.4278 | 2602.8556 | 3267.8062 | 7271.0628 | 2531.9645 | 5035.093 | 3018.1335 | 799.665 | 712.7874
2024-11-23 06:00 | 1462.265 | 2612.6526 | 3306.5503 | 7919.1674 | 2863.9766 | 5452.3864 | 3083.8535 | 822.7884 | 744.8657
2024-11-23 07:00 | 1456.6929 | 2625.3718 | 3393.6791 | 8110.8032 | 2922.0269 | 5680.2259 | 3040.5334 | 823.2612 | 762.0768
2024-11-23 08:00 | 1547.2943 | 2748.1125 | 3467.7183 | 8446.7609 | 3149.673 | 5764.8872 | 3129.7113 | 864.0584 | 772.7548
2024-11-23 09:00 | 1639.6206 | 2774.3007 | 3451.5429 | 8483.9078 | 3128.908 | 5886.6098 | 3190.7381 | 879.9854 | 823.1993
2024-11-23 10:00 | 1641.5498 | 2746.1687 | 3448.8207 | 8586.8722 | 3116.635 | 5846.0982 | 3193.003 | 867.0159 | 893.3613
2024-11-23 11:00 | 1659.4217 | 2700.193 | 3496.1667 | 8592.9526 | 3082.6725 | 5767.0877 | 3226.4841 | 887.8051 | 862.4912
2024-11-23 12:00 | 1646.8466 | 2515.9888 | 3337.678 | 8202.3997 | 2911.4491 | 5537.0234 | 3116.5387 | 884.0191 | 793.5527
2024-11-23 13:00 | 1682.6586 | 2624.5505 | 3477.1294 | 8355.7354 | 2926.4199 | 5619.4739 | 3092.9577 | 857.9414 | 851.5725
2024-11-23 14:00 | 1688.4384 | 2680.3441 | 3506.5742 | 8407.8529 | 2927.4155 | 5547.0752 | 3128.5295 | 847.4975 | 855.5003
2024-11-23 15:00 | 1685.1932 | 2789.0927 | 3596.0795 | 8687.1153 | 3017.4588 | 5813.131 | 3157.8328 | 871.6687 | 880.8514
2024-11-23 16:00 | 1704.8844 | 2839.9532 | 3683.4386 | 8863.4088 | 3019.282 | 5924.3548 | 3190.634 | 883.6836 | 831.6708
2024-11-23 17:00 | 1766.0582 | 2951.2196 | 3658.9009 | 8758.1707 | 3056.5572 | 5884.5102 | 3193.1779 | 883.7659 | 881.6897
2024-11-23 18:00 | 1795.307 | 3092.463 | 3946.0997 | 8823.6667 | 3178.6826 | 5945.6571 | 3169.7828 | 918.6011 | 892.7627
2024-11-23 19:00 | 1779.6653 | 3053.1178 | 3868.4655 | 8490.6849 | 3096.8677 | 5593.5895 | 3095.3712 | 981.8971 | 920.43
2024-11-23 20:00 | 1632.1514 | 2919.473 | 3703.4593 | 8025.998 | 3130.6928 | 5277.4008 | 3120.2246 | 915.8141 | 916.7924
2024-11-23 21:00 | 1402.3552 | 2737.2484 | 3596.1749 | 7362.9033 | 2880.6305 | 4883.8079 | 3141.8293 | 822.3281 | 804.532
2024-11-23 22:00 | 1225.1229 | 2595.0718 | 3393.5768 | 6608.6453 | 2453.9149 | 4501.3276 | 3082.498 | 741.3383 | 740.0263
2024-11-23 23:00 | 1141.6001 | 2485.0281 | 3232.3601 | 6113.3473 | 2232.985 | 4283.5395 | 3027.8864 | 685.5041 | 697.4358
2024-11-24 | 1069.9624 | 2396.9874 | 3130.6068 | 5906.1653 | 2145.48 | 4194.561 | 3026.3773 | 665.1368 | 718.7929
2024-11-24 01:00 | 998.3048 | 2393.8431 | 3148.6566 | 5809.132 | 2128.8534 | 4174.9007 | 3024.3442 | 651.3345 | 697.8874
2024-11-24 02:00 | 933.9556 | 2385.254 | 3163.0918 | 5809.5454 | 2026.3617 | 4238.1248 | 2979.9312 | 652.9833 | 686.6431
2024-11-24 03:00 | 923.6578 | 2379.745 | 3132.7244 | 5988.6821 | 2103.2934 | 4321.8081 | 2934.344 | 651.3863 | 657.2328
2024-11-24 04:00 | 1009.6843 | 2454.1109 | 3156.9019 | 6365.7898 | 2186.3859 | 4478.5195 | 2882.286 | 687.5933 | 672.1131
2024-11-24 05:00 | 1236.5339 | 2573.0153 | 3247.7715 | 6990.0047 | 2411.0924 | 4883.4814 | 2915.0851 | 785.0626 | 708.6282
2024-11-24 06:00 | 1414.536 | 2586.9336 | 3315.3696 | 7655.0585 | 2727.6146 | 5309.4109 | 2986.4515 | 813.6883 | 694.5993
2024-11-24 07:00 | 1394.3142 | 2583.9873 | 3335.679 | 7774.1523 | 2853.8167 | 5540.1414 | 2918.7408 | 796.5274 | 697.813
2024-11-24 08:00 | 1531.4473 | 2684.1543 | 3486.1061 | 8180.5897 | 2881.9391 | 5764.276 | 3052.3727 | 836.433 | 697.4596
2024-11-24 09:00 | 1553.2358 | 2708.261 | 3581.789 | 8309.7352 | 2911.0373 | 5834.4063 | 3095.3417 | 852.7098 | 687.7417
2024-11-24 10:00 | 1532.9982 | 2690.4893 | 3524.7804 | 8327.9701 | 2910.8694 | 5708.0653 | 3106.2549 | 858.7584 | 736.2835
2024-11-24 11:00 | 1524.6892 | 2711.9586 | 3420.656 | 8273.7155 | 2942.6694 | 5864.685 | 3137.3343 | 869.7293 | 758.1064
2024-11-24 12:00 | 1496.1931 | 2645.2302 | 3417.8555 | 8116.3565 | 2929.8481 | 5838.2106 | 3032.6427 | 857.1682 | 725.2162
2024-11-24 13:00 | 1485.5699 | 2592.3863 | 3492.8501 | 8202.1313 | 2901.4692 | 5772.6258 | 3058.3961 | 856.5476 | 755.7982
2024-11-24 14:00 | 1523.7349 | 2602.427 | 3541.4019 | 8291.4983 | 2784.0801 | 5774.6843 | 3095.9578 | 871.9453 | 758.8892
2024-11-24 15:00 | 1606.8369 | 2737.5412 | 3636.7463 | 8573.348 | 2809.689 | 5951.2238 | 3198.5022 | 876.5912 | 802.9116
2024-11-24 16:00 | 1674.5811 | 2825.6919 | 3723.5008 | 8686.3303 | 2899.4777 | 5979.912 | 3276.8294 | 881.7778 | 844.6404
2024-11-24 17:00 | 1827.1637 | 2886.2979 | 3789.598 | 8598.8054 | 2928.6412 | 5982.1476 | 3168.2239 | 890.6332 | 894.2663
2024-11-24 18:00 | 1867.4719 | 3081.4785 | 3831.357 | 8669.7021 | 3089.1697 | 6157.3362 | 3080.4877 | 916.0903 | 881.65
2024-11-24 19:00 | 1849.3056 | 3100.1929 | 3699.9536 | 8344.9872 | 2978.8391 | 5897.8643 | 3034.0135 | 950.1379 | 883.621
2024-11-24 20:00 | 1715.7434 | 2913.5656 | 3621.7282 | 8009.6947 | 3035.36 | 5515.6205 | 3027.8827 | 907.8269 | 838.8937
2024-11-24 21:00 | 1474.3045 | 2727.3012 | 3413.9456 | 7345.1521 | 2797.4664 | 5143.3365 | 3061.0264 | 822.7424 | 727.2564
2024-11-24 22:00 | 1228.2357 | 2577.1465 | 3273.1504 | 6578.58 | 2430.3565 | 4671.8533 | 3008.3805 | 745.1374 | 712.2111
2024-11-24 23:00 | 1058.018 | 2492.6535 | 3175.2903 | 6184.1028 | 2204.1045 | 4454.2213 | 2995.3455 | 691.0933 | 698.0993
2024-11-25 | 971.7321 | 2387.7034 | 3129.7692 | 5935.7044 | 2185.9766 | 4328.1897 | 2962.4413 | 670.489 | 690.6025
2024-11-25 01:00 | 947.4009 | 2411.4153 | 3065.5775 | 5776.2167 | 2128.9624 | 4271.4841 | 2923.0054 | 647.5325 | 700.097
2024-11-25 02:00 | 933.6799 | 2382.9518 | 3049.5851 | 5770.1192 | 2119.1664 | 4270.8485 | 2920.6002 | 653.6961 | 674.2201
2024-11-25 03:00 | 953.876 | 2347.3301 | 3034.8584 | 5997.3478 | 2129.9849 | 4300.976 | 2848.3353 | 655.9323 | 653.1567
2024-11-25 04:00 | 1073.8555 | 2465.7952 | 3122.6817 | 6491.1781 | 2277.7344 | 4543.016 | 2862.6226 | 706.4434 | 692.0478
2024-11-25 05:00 | 1297.2288 | 2599.5244 | 3297.9969 | 7254.7044 | 2519.0917 | 5060.7909 | 2930.6834 | 805.8265 | 680.3861
2024-11-25 06:00 | 1521.1021 | 2669.631 | 3405.99 | 7905.374 | 2753.3652 | 5494.5691 | 3061.5051 | 842.6479 | 740.9923
2024-11-25 07:00 | 1447.1233 | 2726.8703 | 3460.6879 | 8042.796 | 2774.3614 | 5749.7526 | 3054.3897 | 843.2734 | 775.1185
2024-11-25 08:00 | 1478.3458 | 2838.8351 | 3512.325 | 8450.1245 | 2948.6337 | 5988.5316 | 3195.7476 | 877.6438 | 777.6658
2024-11-25 09:00 | 1572.3979 | 2923.2129 | 3484.5177 | 8585.0388 | 2950.4487 | 6042.9349 | 3274.3747 | 891.1471 | 782.4098
2024-11-25 10:00 | 1609.5248 | 2840.397 | 3559.2331 | 8622.7115 | 2977.8831 | 5932.0128 | 3270.4216 | 897.9413 | 835.2494
2024-11-25 11:00 | 1689.4907 | 2761.8874 | 3562.0972 | 8560.4809 | 2923.8917 | 5815.5253 | 3249.0127 | 880.4935 | 789.8427
2024-11-25 12:00 | 1658.0171 | 2765.5661 | 3527.9819 | 8319.5593 | 2893.0709 | 5737.1467 | 3218.74 | 838.6111 | 819.7798
2024-11-25 13:00 | 1615.8511 | 2786.5334 | 3570.3992 | 8238.7367 | 2686.7819 | 5785.099 | 3282.2322 | 841.8608 | 847.9704
2024-11-25 14:00 | 1512.2919 | 2823.8148 | 3609.5071 | 8111.4658 | 2672.7345 | 5788.6577 | 3268.9902 | 840.482 | 851.9347
2024-11-25 15:00 | 1513.8793 | 2912.9476 | 3646.8879 | 8122.1091 | 2704.5404 | 5902.7717 | 3224.7434 | 848.3214 | 902.6782
2024-11-25 16:00 | 1484.5959 | 2941.4599 | 3677.8911 | 8336.4708 | 2590.7758 | 5894.2552 | 3205.7113 | 859.0559 | 910.074
2024-11-25 17:00 | 1489.4397 | 2961.0352 | 3648.0291 | 8442.9133 | 2580.1544 | 5931.9608 | 3146.5857 | 885.2081 | 962.7808
2024-11-25 18:00 | 1545.8205 | 3171.8011 | 3762.1041 | 8608.1419 | 2686.2505 | 6074.3839 | 2963.8232 | 912.3421 | 838.118
2024-11-25 19:00 | 1563.1527 | 3127.7603 | 3706.964 | 8131.2941 | 2651.5248 | 5850.8061 | 2855.7425 | 951.1087 | 814.2228
2024-11-25 20:00 | 1485.4089 | 2959.8833 | 3598.0057 | 7904.9832 | 2775.791 | 5456.9404 | 2883.4876 | 911.7547 | 797.4585
2024-11-25 21:00 | 1319.0536 | 2767.8299 | 3563.1682 | 7458.368 | 2521.3299 | 5075.7822 | 2901.736 | 856.3696 | 769.9306
2024-11-25 22:00 | 1128.6775 | 2604.7749 | 3350.474 | 6716.2992 | 2330.6507 | 4679.9985 | 2878.006 | 776.5013 | 783.258
2024-11-25 23:00 | 1039.8779 | 2533.9482 | 3258.1136 | 6243.7375 | 2115.6132 | 4459.4378 | 2874.115 | 728.3119 | 767.3324
2024-11-26 | 986.3451 | 2481.7687 | 3227.6458 | 5978.4936 | 1985.5071 | 4321.7204 | 2915.515 | 704.9233 | 761.3795
2024-11-26 01:00 | 963.3037 | 2473.0926 | 3200.2422 | 5873.0245 | 1939.1664 | 4338.7536 | 2951.3737 | 693.0724 | 725.3169
2024-11-26 02:00 | 946.9698 | 2432.6032 | 3089.9781 | 5958.8733 | 1902.6573 | 4326.258 | 2921.2116 | 693.2976 | 716.2348
2024-11-26 03:00 | 950.3535 | 2444.7914 | 3044.2902 | 5997.0724 | 1925.867 | 4313.1389 | 2906.6891 | 710.0676 | 686.3796
2024-11-26 04:00 | 1013.884 | 2505.7653 | 3181.8304 | 6365.5406 | 2016.3822 | 4566.0646 | 2996.2408 | 735.2872 | 716.8465
2024-11-26 05:00 | 1138.5482 | 2610.6935 | 3396.6242 | 6874.9228 | 2263.874 | 4967.418 | 3075.7519 | 790.9936 | 744.3422
2024-11-26 06:00 | 1262.6116 | 2597.2485 | 3429.4975 | 7429.6124 | 2408.1678 | 5278.5727 | 3054.6514 | 810.3394 | 771.8021
2024-11-26 07:00 | 1367.4117 | 2560.2532 | 3363.296 | 7641.0815 | 2514.1271 | 5417.4556 | 2936.6259 | 807.1356 | 770.9076
2024-11-26 08:00 | 1453.8779 | 2554.5828 | 3491.8176 | 8250.4325 | 2699.1967 | 5663.2078 | 2908.1061 | 835.8427 | 815.14
2024-11-26 09:00 | 1454.5508 | 2650.4468 | 3522.8211 | 8643.9809 | 2782.4051 | 5745.1859 | 2995.1334 | 840.2494 | 805.347
2024-11-26 10:00 | 1415.9064 | 2678.0112 | 3525.8131 | 8654.7002 | 2758.5956 | 5725.21 | 3014.9304 | 818.8671 | 795.4875
2024-11-26 11:00 | 1376.8255 | 2620.9081 | 3500.524 | 8549.0842 | 2658.6214 | 5629.7319 | 3001.9151 | 802.8035 | 821.4017
2024-11-26 12:00 | 1336.0406 | 2573.0397 | 3443.304 | 8491.3486 | 2633.8484 | 5492.9357 | 2984.2951 | 767.3075 | 836.5232
2024-11-26 13:00 | 1300.2368 | 2580.4764 | 3516.9877 | 8480.7419 | 2507.1375 | 5463.3429 | 2933.6041 | 758.9421 | 821.1041
2024-11-26 14:00 | 1268.5953 | 2570.039 | 3511.6166 | 8429.9875 | 2519.7147 | 5365.2607 | 2846.2636 | 768.5411 | 786.2177
2024-11-26 15:00 | 1282.9081 | 2593.2801 | 3519.2074 | 8592.8854 | 2430.8271 | 5384.9456 | 2898.135 | 768.9796 | 823.3812
2024-11-26 16:00 | 1315.4533 | 2663.5372 | 3602.0975 | 8647.1218 | 2462.7075 | 5428.3248 | 2833.4572 | 786.7624 | 843.7783
2024-11-26 17:00 | 1365.9428 | 2759.1172 | 3591.8591 | 8681.7668 | 2422.9671 | 5501.1474 | 2812.9779 | 809.2968 | 818.3988
2024-11-26 18:00 | 1486.0766 | 2890.1026 | 3659.5325 | 8867.8579 | 2553.5494 | 5706.4013 | 2874.8715 | 863.77 | 871.2895
2024-11-26 19:00 | 1560.9444 | 2745.8597 | 3597.2403 | 8702.8238 | 2553.3184 | 5682.5873 | 2825.8324 | 899.0614 | 820.4723
2024-11-26 20:00 | 1414.2812 | 2569.3942 | 3446.781 | 8310.8627 | 2714.1539 | 5312.3262 | 2841.3051 | 856.8725 | 821.3429
2024-11-26 21:00 | 1220.1778 | 2465.5824 | 3267.0286 | 7603.4219 | 2454.0408 | 4937.7337 | 2858.4916 | 789.6985 | 787.5176
2024-11-26 22:00 | 1053.0014 | 2303.3226 | 3084.0777 | 6760.0162 | 2264.4567 | 4540.5599 | 2789.9975 | 707.0551 | 747.245
2024-11-26 23:00 | 963.9319 | 2262.558 | 3006.2386 | 6244.2654 | 2093.7141 | 4424.9285 | 2722.8904 | 682.7789 | 722.5986
2024-11-27 | 916.3297 | 2242.9393 | 3024.5845 | 5817.9789 | 1964.0524 | 4271.7851 | 2671.2149 | 665.7699 | 749.3185
2024-11-27 01:00 | 912.0085 | 2250.7639 | 3044.1992 | 5750.7561 | 1869.6141 | 4299.2095 | 2689.0844 | 652.762 | 698.9411
2024-11-27 02:00 | 923.3253 | 2238.7379 | 2994.0596 | 5684.3494 | 1891.1156 | 4269.035 | 2679.4715 | 646.6388 | 697.2495
2024-11-27 03:00 | 942.6745 | 2191.4394 | 2970.8663 | 5730.379 | 1830.1692 | 4276.6103 | 2643.5805 | 649.7459 | 654.9164
2024-11-27 04:00 | 1028.9671 | 2274.5818 | 3082.2974 | 6059.3503 | 1925.8957 | 4523.5033 | 2731.6141 | 668.5345 | 736.6981
2024-11-27 05:00 | 1196.8649 | 2436.5193 | 3251.3231 | 6561.8464 | 1988.472 | 4954.9042 | 2854.1555 | 711.9135 | 746.2686
2024-11-27 06:00 | 1290.0751 | 2465.0851 | 3282.5717 | 6951.0556 | 2170.044 | 5160.5833 | 2855.9959 | 746.6078 | 764.1619
2024-11-27 07:00 | 1372.8724 | 2461.4055 | 3208.0738 | 7104.5977 | 2237.9343 | 5279.9088 | 2742.7603 | 769.5255 | 760.4151
2024-11-27 08:00 | 1456.1523 | 2573.9455 | 3283.3439 | 7517.6301 | 2410.6109 | 5369.6191 | 2771.6797 | 804.5102 | 817.2367
2024-11-27 09:00 | 1470.2293 | 2662.982 | 3423.3517 | 7813.2404 | 2563.311 | 5392.8646 | 2864.7565 | 817.2618 | 791.7987
2024-11-27 10:00 | 1455.6425 | 2568.9317 | 3367.5526 | 7745.62 | 2652.3813 | 5380.3093 | 2852.7064 | 801.8204 | 803.4581
2024-11-27 11:00 | 1386.2745 | 2606.0262 | 3358.8592 | 7629.3646 | 2661.7291 | 5279.2489 | 2941.6953 | 782.7986 | 807.7597
2024-11-27 12:00 | 1390.5921 | 2521.6373 | 3326.6983 | 7495.1115 | 2588.4518 | 5244.6229 | 2922.0889 | 778.9724 | 805.5596
2024-11-27 13:00 | 1409.7565 | 2553.2261 | 3272.8107 | 7475.3524 | 2484.6765 | 5275.7056 | 2937.7171 | 779.9989 | 796.0142
2024-11-27 14:00 | 1496.6236 | 2553.6167 | 3303.3965 | 7374.0047 | 2324.8432 | 5206.5831 | 2897.5742 | 763.7902 | 810.9022
2024-11-27 15:00 | 1559.0616 | 2537.1917 | 3318.4009 | 7337.4012 | 2320.1102 | 5359.047 | 2870.3482 | 751.6728 | 843.8075
2024-11-27 16:00 | 1581.9633 | 2577.88 | 3411.9265 | 7456.3124 | 2320.9759 | 5515.4726 | 2889.9325 | 774.7003 | 844.4462
2024-11-27 17:00 | 1593.7834 | 2636.7363 | 3423.5885 | 7636.8394 | 2350.8616 | 5594.6714 | 2895.1962 | 800.4884 | 842.5854
2024-11-27 18:00 | 1597.5171 | 2833.6151 | 3525.0981 | 7944.2543 | 2572.877 | 5886.4317 | 2954.856 | 871.0486 | 780.895
2024-11-27 19:00 | 1540.9263 | 2916.8414 | 3594.752 | 7983.5764 | 2498.4866 | 5658.1223 | 2929.3431 | 925.7443 | 758.0229
2024-11-27 20:00 | 1403.6417 | 2819.9036 | 3521.121 | 7773.9633 | 2663.8487 | 5336.4031 | 3030.7617 | 897.4154 | 763.2821
2024-11-27 21:00 | 1195.0601 | 2543.8391 | 3411.0009 | 7251.4515 | 2460.2235 | 4937.0256 | 3013.9523 | 808.4455 | 808.9107
2024-11-27 22:00 | 1054.5901 | 2355.8991 | 3270.728 | 6524.8843 | 2205.339 | 4522.2704 | 2965.9613 | 720.9184 | 733.5462
2024-11-27 23:00 | 947.8167 | 2371.4955 | 3211.4171 | 6036.0659 | 2019.2884 | 4323.8902 | 2917.6245 | 693.6872 | 678.6291
2024-11-28 | 871.1512 | 2301.6911 | 3131.5221 | 5728.5783 | 1873.8906 | 4214.2578 | 2944.2052 | 667.1127 | 662.5171
2024-11-28 01:00 | 840.7099 | 2293.8647 | 3166.3906 | 5645.4275 | 1804.9413 | 4150.2639 | 2934.5977 | 648.3393 | 677.3655
2024-11-28 02:00 | 832.7611 | 2277.4978 | 3149.6175 | 5630.1412 | 1834.4129 | 4130.1172 | 2941.5235 | 635.2638 | 645.1699
2024-11-28 03:00 | 821.4039 | 2295.0846 | 3120.8215 | 5787.2045 | 1857.3208 | 4145.0146 | 2894.8014 | 639.4125 | 641.8887
2024-11-28 04:00 | 927.1429 | 2397.1301 | 3147.0202 | 6208.3868 | 2008.0203 | 4440.7212 | 2905.5352 | 664.3309 | 632.9905
2024-11-28 05:00 | 1132.3167 | 2535.9402 | 3338.7751 | 7014.0438 | 2274.5255 | 4881.4993 | 2981.5872 | 752.7003 | 673.7144
2024-11-28 06:00 | 1327.8992 | 2556.7887 | 3323.8482 | 7753.1893 | 2600.1937 | 5328.4156 | 3090.9169 | 791.7976 | 716.2504
2024-11-28 07:00 | 1374.4713 | 2507.4889 | 3330.7595 | 7851.9805 | 2666.6682 | 5476.0795 | 3002.0536 | 786.6529 | 766.6677
2024-11-28 08:00 | 1486.9977 | 2619.5792 | 3480.449 | 8288.4782 | 2843.7521 | 5799.2268 | 3077.9017 | 838.3662 | 734.659
2024-11-28 09:00 | 1543.6766 | 2650.7962 | 3559.0775 | 8482.1743 | 3062.4354 | 5905.1926 | 3177.8444 | 849.5013 | 725.2094
2024-11-28 10:00 | 1583.6468 | 2605.1691 | 3600.5885 | 8469.167 | 3115.8084 | 5819.6862 | 3232.1164 | 859.9483 | 730.5287
2024-11-28 11:00 | 1587.2392 | 2562.1321 | 3593.7827 | 8448.3276 | 3131.6946 | 5741.6886 | 3260.4603 | 869.1259 | 789.3387
2024-11-28 12:00 | 1574.2394 | 2509.6059 | 3574.1921 | 8322.8229 | 3070.1248 | 5609.9594 | 3247.239 | 868.7402 | 799.9635
2024-11-28 13:00 | 1552.7913 | 2503.2843 | 3587.1291 | 8317.0822 | 3051.703 | 5676.3334 | 3185.2124 | 868.2137 | 787.9852
2024-11-28 14:00 | 1574.6481 | 2497.5541 | 3524.4563 | 8276.1063 | 3004.2425 | 5710.5427 | 3157.6793 | 872.8905 | 760.9787
2024-11-28 15:00 | 1606.5129 | 2544.7195 | 3549.3087 | 8519.9477 | 3099.3882 | 5918.9257 | 3131.9877 | 857.1568 | 787.6656
2024-11-28 16:00 | 1635.3447 | 2647.6685 | 3505.6505 | 8666.0657 | 3050.773 | 5960.4115 | 3125.9783 | 881.4677 | 833.3461
2024-11-28 17:00 | 1713.8444 | 2756.0789 | 3642.2589 | 8702.4411 | 3006.0297 | 6002.8514 | 3068.7966 | 875.5646 | 766.2652
2024-11-28 18:00 | 1805.5064 | 2904.6916 | 3784.0794 | 8878.4861 | 2979.9784 | 6197.5559 | 3040.8804 | 902.1486 | 826.3094
2024-11-28 19:00 | 1834.4946 | 2824.4756 | 3718.6744 | 8632.1776 | 2882.316 | 5891.1094 | 3006.2353 | 940.7967 | 858.9166
2024-11-28 20:00 | 1718.5776 | 2670.2869 | 3587.6709 | 8356.6534 | 2954.8201 | 5481.4705 | 3087.2054 | 893.2874 | 869.0602
2024-11-28 21:00 | 1469.4879 | 2510.5266 | 3535.0427 | 7645.6087 | 2727.2382 | 4983.2738 | 3093.8952 | 796.7975 | 819.7071
2024-11-28 22:00 | 1221.5552 | 2405.3306 | 3393.6145 | 6818.0515 | 2416.5698 | 4639.8268 | 3043.9987 | 724.7565 | 713.1099
2024-11-28 23:00 | 1101.6816 | 2280.3424 | 3246.0759 | 6255.1632 | 2233.2955 | 4437.6645 | 2999.5208 | 680.8015 | 671.5594
2024-11-29 | 1046.6916 | 2237.7096 | 3221.2886 | 5974.364 | 2145.9577 | 4390.7304 | 3012.4619 | 647.555 | 656.2711
2024-11-29 01:00 | 1013.8916 | 2226.0434 | 3199.7243 | 5861.7712 | 2115.7118 | 4348.693 | 2996.5608 | 636.5937 | 634.6463
2024-11-29 02:00 | 981.1376 | 2202.9806 | 3133.5188 | 5817.9225 | 2059.3664 | 4312.6672 | 2992.2712 | 631.3349 | 643.8148
2024-11-29 03:00 | 992.759 | 2188.0937 | 3155.1594 | 6043.8493 | 2022.0321 | 4421.322 | 2951.1665 | 629.3557 | 641.0508
2024-11-29 04:00 | 1106.2965 | 2271.4129 | 3192.8446 | 6556.6972 | 2185.9895 | 4722.524 | 2951.8771 | 653.5471 | 634.7085
2024-11-29 05:00 | 1384.8285 | 2389.4785 | 3393.3446 | 7258.4238 | 2416.0367 | 5133.9433 | 2977.0033 | 750.5567 | 684.7272
2024-11-29 06:00 | 1559.9 | 2428.4256 | 3490.4516 | 7708.8967 | 2563.4806 | 5582.286 | 3032.3958 | 787.4865 | 699.0434
2024-11-29 07:00 | 1541.1943 | 2410.9134 | 3461.9764 | 7789.3574 | 2680.2081 | 5640.2852 | 2960.6256 | 779.6674 | 715.4679
2024-11-29 08:00 | 1591.0407 | 2464.0685 | 3572.7141 | 8238.3448 | 2966.9404 | 5709.5836 | 3091.6898 | 806.1265 | 762.5872
2024-11-29 09:00 | 1591.605 | 2564.3932 | 3626.6384 | 8459.1624 | 3051.6347 | 5822.7945 | 3204.2162 | 814.0801 | 797.2085
2024-11-29 10:00 | 1545.1739 | 2433.5264 | 3544.7807 | 8565.1452 | 3094.3899 | 5728.3257 | 3261.5745 | 814.4998 | 801.6971
2024-11-29 11:00 | 1547.244 | 2357.4455 | 3609.4454 | 8535.8527 | 3094.4998 | 5721.5682 | 3279.8317 | 820.9948 | 775.4209
2024-11-29 12:00 | 1554.4431 | 2368.4491 | 3600.1313 | 8363.2462 | 3020.8393 | 5632.5647 | 3225.5696 | 815.2671 | 721.6274
2024-11-29 13:00 | 1531.8339 | 2294.8344 | 3661.0788 | 8269.1569 | 2933.4331 | 5540.761 | 3192.7596 | 805.0405 | 751.9116
2024-11-29 14:00 | 1527.5026 | 2315.028 | 3628.3771 | 8306.4817 | 2956.0257 | 5379.9573 | 3192.7827 | 823.1376 | 731.9881
2024-11-29 15:00 | 1607.6435 | 2428.6994 | 3646.9015 | 8571.5862 | 3031.0404 | 5444.9265 | 3215.4518 | 829.9957 | 817.793
2024-11-29 16:00 | 1718.6873 | 2574.516 | 3708.7595 | 8611.6027 | 3018.3775 | 5666.4702 | 3141.2642 | 852.4942 | 814.1107
2024-11-29 17:00 | 1746.6165 | 2637.2536 | 3751.3081 | 8632.4911 | 3034.7447 | 5737.2632 | 3072.1246 | 841.9494 | 862.7748
2024-11-29 18:00 | 1733.2802 | 2808.1996 | 3908.1784 | 8619.0502 | 3099.7452 | 5886.0634 | 3062.7649 | 842.812 | 876.2387
2024-11-29 19:00 | 1739.7296 | 2883.9823 | 3844.6779 | 8386.1556 | 2998.2243 | 5763.1412 | 2624.41 | 870.0407 | 842.7933
2024-11-29 20:00 | 1615.1066 | 2725.2042 | 3771.8353 | 8057.5181 | 2955.8969 | 5434.1879 | 2698.2033 | 839.3844 | 899.3818
2024-11-29 21:00 | 1419.1573 | 2526.2964 | 3556.9113 | 7426.8233 | 2754.5246 | 4956.6728 | 2829.5332 | 766.6691 | 826.2377
2024-11-29 22:00 | 1123.6287 | 2385.7162 | 3418.2389 | 6650.4902 | 2329.9317 | 4689.1485 | 2898.9124 | 710.6918 | 769.884
2024-11-29 23:00 | 1008.7995 | 2226.7935 | 3281.4689 | 6104.227 | 2093.6252 | 4450.5198 | 2898.9254 | 669.3993 | 785.3082
2024-11-30 | 948.3142 | 2153.1376 | 3142.5304 | 5780.1338 | 1981.2056 | 4233.7849 | 2880.0656 | 624.5785 | 742.4647
2024-11-30 01:00 | 928.3633 | 2157.6929 | 3102.3909 | 5691.0192 | 1947.1912 | 4201.5859 | 2863.4828 | 612.4549 | 714.837
2024-11-30 02:00 | 905.6201 | 2106.1767 | 2999.5806 | 5664.1552 | 1952.229 | 4260.6678 | 2816.9741 | 598.699 | 711.0678
2024-11-30 03:00 | 907.0176 | 2128.3162 | 2994.0108 | 5873.3901 | 1973.2566 | 4207.1116 | 2813.646 | 607.0104 | 667.5344
2024-11-30 04:00 | 1012.4181 | 2244.7982 | 3040.7681 | 6277.5129 | 2098.6172 | 4416.5402 | 2855.1435 | 636.9427 | 709.9717
2024-11-30 05:00 | 1194.0542 | 2358.7055 | 3139.7279 | 7098.6645 | 2430.3896 | 4904.169 | 2914.0239 | 722.9945 | 702.1314
2024-11-30 06:00 | 1378.8689 | 2396.8257 | 3181.2597 | 7710.904 | 2706.6741 | 5220.6628 | 3068.6528 | 764.8861 | 759.7934
2024-11-30 07:00 | 1419.5229 | 2394.8238 | 3233.6276 | 7775.226 | 2838.9803 | 5480.7687 | 3032.3792 | 759.875 | 750.0639
2024-11-30 08:00 | 1488.8092 | 2478.7244 | 3278.8752 | 8226.8154 | 3003.5608 | 5625.07 | 3086.5418 | 787.9741 | 775.4489
2024-11-30 09:00 | 1460.3804 | 2495.8995 | 3376.1442 | 8336.8909 | 3010.2019 | 5590.1681 | 3221.6232 | 809.7505 | 772.0233
2024-11-30 10:00 | 1468.6085 | 2424.1004 | 3419.9603 | 8241.7377 | 3054.8052 | 5476.5097 | 3210.0107 | 764.0656 | 794.4867
2024-11-30 11:00 | 1457.7135 | 2426.8467 | 3369.4117 | 8137.4052 | 2987.6871 | 5412.4781 | 3154.6443 | 797.4104 | 775.6311
2024-11-30 12:00 | 1439.7562 | 2499.8291 | 3396.3203 | 8165.8237 | 3014.2667 | 5006.7196 | 3223.1216 | 808.5978 | 757.0788
2024-11-30 13:00 | 1447.2496 | 2462.4843 | 3363.0614 | 8186.0305 | 2989.6032 | 5207.9913 | 3147.2077 | 837.1907 | 718.4666
2024-11-30 14:00 | 1458.0734 | 2473.4215 | 3357.483 | 8203.4482 | 2973.7511 | 5103.336 | 3137.3423 | 836.0208 | 787.9254
2024-11-30 15:00 | 1521.692 | 2559.8373 | 3466.8054 | 8364.7587 | 2950.0291 | 5197.8351 | 3107.1841 | 856.4558 | 809.5283
2024-11-30 16:00 | 1630.6316 | 2581.2318 | 3495.5408 | 8480.2385 | 2942.7182 | 5424.2501 | 3059.3512 | 846.5742 | 855.1948
2024-11-30 17:00 | 1714.9826 | 2687.1302 | 3607.3875 | 8663.0899 | 2953.1705 | 5669.3002 | 3012.8239 | 850.8496 | 806.1887
2024-11-30 18:00 | 1767.7083 | 2866.4627 | 3701.7986 | 8794.1416 | 3008.5049 | 5921.2868 | 3073.4239 | 871.9699 | 768.1254
2024-11-30 19:00 | 1770.2708 | 2919.0616 | 3645.0383 | 8451.2471 | 2883.315 | 5647.6028 | 2993.4525 | 899.7612 | 803.8071
2024-11-30 20:00 | 1678.6234 | 2766.5694 | 3508.1105 | 8078.1393 | 2925.3276 | 5277.4213 | 2928.1991 | 845.3419 | 807.1196
2024-11-30 21:00 | 1453.3099 | 2605.583 | 3382.472 | 7409.9042 | 2628.126 | 4926.2083 | 2960.0166 | 775.6264 | 841.4292
2024-11-30 22:00 | 1235.3698 | 2410.4665 | 3220.3005 | 6664.6307 | 2343.4629 | 4542.8676 | 2912.1802 | 695.6201 | 774.0687
2024-11-30 23:00 | 1088.8921 | 2304.6092 | 3077.0222 | 6149.6054 | 2209.9798 | 4244.7689 | 2844.5758 | 640.4577 | 715.1435
2024-12-01 | 1024.1061 | 2260.8961 | 3045.1484 | 5903.4887 | 2159.7382 | 4182.4675 | 2750.8254 | 613.6729 | 704.9855
2024-12-01 01:00 | 1009.2849 | 2245.8707 | 2982.2942 | 5774.0446 | 2121.0818 | 4116.1743 | 2803.2559 | 606.591 | 687.3682
2024-12-01 02:00 | 969.0942 | 2182.422 | 2944.4621 | 5831.1136 | 2095.8064 | 4027.5458 | 2807.4777 | 593.8742 | 680.9081
2024-12-01 03:00 | 962.7387 | 2171.2462 | 2944.9142 | 5991.4069 | 2120.6431 | 4050.2037 | 2802.9614 | 591.8939 | 671.4836
2024-12-01 04:00 | 1040.7087 | 2281.755 | 2999.3688 | 6514.5432 | 2208.1637 | 4249.0191 | 2835.2981 | 620.6262 | 677.0865
2024-12-01 05:00 | 1216.5604 | 2445.3489 | 3094.7488 | 7414.256 | 2473.7363 | 4710.9454 | 2893.7404 | 702.2678 | 711.6976
2024-12-01 06:00 | 1350.6938 | 2429.4319 | 3093.0157 | 7970.4952 | 2711.4259 | 5159.2906 | 2992.1935 | 739.355 | 759.5909
2024-12-01 07:00 | 1392.2775 | 2371.9657 | 3157.7121 | 7934.1164 | 2859.3572 | 5356.4726 | 2929.9216 | 734.9235 | 713.0058
2024-12-01 08:00 | 1475.4612 | 2531.0314 | 3273.2874 | 8307.6837 | 3051.7863 | 5403.6562 | 3016.5952 | 771.4844 | 746.9
2024-12-01 09:00 | 1490.5319 | 2531.9993 | 3334.0917 | 8525.9527 | 3162.7656 | 5385.6171 | 3064.6616 | 788.734 | 800.0416
2024-12-01 10:00 | 1465.3087 | 2520.0454 | 3365.8995 | 8506.2813 | 3135.632 | 5263.9171 | 3025.8845 | 773.6188 | 836.8287
2024-12-01 11:00 | 1459.9482 | 2490.8561 | 3351.2023 | 8335.892 | 3114.4823 | 5286.6924 | 3020.0867 | 779.1689 | 829.6837
2024-12-01 12:00 | 1432.2969 | 2476.7284 | 3276.9472 | 8257.5836 | 3119.6092 | 5070.4477 | 3045.3081 | 756.3461 | 787.2212
2024-12-01 13:00 | 1391.1226 | 2412.1876 | 3241.7999 | 8197.7844 | 3046.7114 | 5114.7401 | 2991.2861 | 753.2122 | 830.1992
2024-12-01 14:00 | 1389.8314 | 2425.7094 | 3281.202 | 8116.2977 | 3025.0121 | 5263.6722 | 2983.2545 | 751.0663 | 849.1085
2024-12-01 15:00 | 1537.7644 | 2458.5792 | 3317.7971 | 8142.1069 | 3073.0558 | 5402.6132 | 3026.2542 | 780.0065 | 859.5631
2024-12-01 16:00 | 1618.5437 | 2568.8361 | 3383.3957 | 8225.1922 | 3094.0044 | 5573.8824 | 3003.2612 | 805.0629 | 886.4781
2024-12-01 17:00 | 1736.1754 | 2639.0072 | 3448.5664 | 8306.9236 | 3072.9275 | 5666.9759 | 3049.4471 | 825.7116 | 826.2242
2024-12-01 18:00 | 1807.1235 | 2764.9776 | 3582.8671 | 8452.9266 | 3079.4451 | 5722.3238 | 2989.5915 | 829.4175 | 860.9295
2024-12-01 19:00 | 1763.6616 | 2794.3555 | 3526.2796 | 8369.2782 | 3053.8988 | 5411.0293 | 2888.3642 | 854.3414 | 872.0341
2024-12-01 20:00 | 1645.9372 | 2709.4506 | 3452.3934 | 8227.4116 | 3167.9715 | 5136.2641 | 2947.7665 | 842.3487 | 884.6753
2024-12-01 21:00 | 1393.4586 | 2551.6881 | 3343.2204 | 7642.046 | 2970.2779 | 4789.2881 | 2998.8205 | 771.3789 | 827.1134
2024-12-01 22:00 | 1147.0124 | 2381.4496 | 3108.7718 | 6896.6256 | 2593.1861 | 4473.5814 | 3016.5304 | 702.1076 | 763.8246
2024-12-01 23:00 | 1040.5828 | 2237.4595 | 2992.0779 | 6206.9091 | 2311.5069 | 4238.9042 | 2957.4989 | 642.979 | 724.063
2024-12-02 | 990.7621 | 2186.2271 | 2880.5861 | 5917.2172 | 2242.7749 | 4121.144 | 2932.8504 | 615.5475 | 699.0413
2024-12-02 01:00 | 976.2705 | 2193.9296 | 2758.0473 | 5877.622 | 2149.2421 | 4105.637 | 2917.8444 | 613.7887 | 670.6881
2024-12-02 02:00 | 970.2845 | 2159.4156 | 2778.4484 | 5850.5012 | 2093.2144 | 4054.3649 | 2911.9793 | 603.3093 | 700.7733
2024-12-02 03:00 | 966.857 | 2189.9439 | 2809.3006 | 5993.8295 | 2086.9771 | 4132.8506 | 2907.1604 | 607.2241 | 679.3737
2024-12-02 04:00 | 1032.0524 | 2326.5118 | 2886.5947 | 6466.4693 | 2239.6357 | 4369.6803 | 2907.9578 | 630.4952 | 670.2736
2024-12-02 05:00 | 1196.8437 | 2443.4398 | 2962.5201 | 7232.767 | 2581.7756 | 4864.1596 | 2984.4606 | 719.1481 | 713.2431
2024-12-02 06:00 | 1357.2142 | 2486.9616 | 3075.4872 | 7703.4412 | 2820.1985 | 5270.2416 | 3017.2545 | 753.7296 | 743.9456
2024-12-02 07:00 | 1408.8657 | 2480.941 | 3094.398 | 7834.6691 | 2924.722 | 5400.3083 | 2969.2825 | 768.0431 | 769.8995
2024-12-02 08:00 | 1452.9885 | 2596.7783 | 3214.8861 | 8348.5054 | 3128.0531 | 5586.6334 | 3074.4726 | 804.4308 | 832.3947
2024-12-02 09:00 | 1470.457 | 2648.3658 | 3280.3291 | 8651.0798 | 3248.0734 | 5658.4828 | 3141.5749 | 816.4275 | 871.8291
2024-12-02 10:00 | 1432.3191 | 2572.9676 | 3233.8064 | 8810.7577 | 3132.8855 | 5540.0049 | 3130.2148 | 800.3535 | 880.877
2024-12-02 11:00 | 1393.2939 | 2426.1036 | 3165.4119 | 8391.8268 | 3007.3955 | 5278.6297 | 3031.531 | 785.4522 | 855.8591
2024-12-02 12:00 | 1380.4134 | 2466.3273 | 3149.1319 | 8188.652 | 3024.532 | 5248.6869 | 2983.3562 | 796.1061 | 863.4129
2024-12-02 13:00 | 1423.3852 | 2534.774 | 3192.1587 | 8297.7408 | 2986.9765 | 5476.2222 | 3129.2781 | 839.4105 | 857.885
2024-12-02 14:00 | 1440.6003 | 2551.5952 | 3214.9635 | 8167.2836 | 2983.3751 | 5487.5084 | 3147.2968 | 851.2163 | 879.2711
2024-12-02 15:00 | 1512.6061 | 2603.5279 | 3313.6561 | 8229.5779 | 2953.4848 | 5560.4624 | 3186.6944 | 797.5985 | 901.9324
2024-12-02 16:00 | 1626.7991 | 2672.2663 | 3364.845 | 8280.4391 | 2900.3339 | 5633.4562 | 3211.5075 | 836.2194 | 899.0466
2024-12-02 17:00 | 1675.402 | 2792.5625 | 3441.8053 | 8378.2035 | 2926.3995 | 5681.8733 | 3160.4672 | 820.8246 | 830.9517
2024-12-02 18:00 | 1698.6397 | 2938.3834 | 3495.5855 | 8429.7925 | 2980.7952 | 5855.2788 | 3169.5047 | 868.8749 | 924.658
2024-12-02 19:00 | 1688.0446 | 2979.1392 | 3428.108 | 8223.7511 | 2889.6233 | 5535.766 | 3001.304 | 872.7088 | 896.2707
2024-12-02 20:00 | 1562.8331 | 2875.9002 | 3426.5365 | 7923.8367 | 2927.4386 | 5137.7532 | 2999.7166 | 820.0328 | 901.2064
2024-12-02 21:00 | 1413.5254 | 2676.168 | 3306.8748 | 7391.2494 | 2766.6966 | 4835.8427 | 3021.0305 | 746.5993 | 794.2255
2024-12-02 22:00 | 1213.3539 | 2472.2313 | 3132.3184 | 6671.6693 | 2487.225 | 4478.6665 | 2948.3649 | 697.9277 | 791.5514
2024-12-02 23:00 | 1069.0774 | 2347.0219 | 3055.6901 | 6089.2615 | 2213.2663 | 4255.9232 | 2935.7334 | 663.6817 | 691.3762
2024-12-03 | 1010.926 | 2287.2726 | 3026.5089 | 5896.0275 | 2126.8293 | 4083.7995 | 2940.6599 | 636.9 | 653.3465
2024-12-03 01:00 | 975.2287 | 2271.2806 | 2995.2351 | 5782.7608 | 2046.862 | 4046.506 | 2897.215 | 630.6719 | 702.934
2024-12-03 02:00 | 959.3825 | 2278.4447 | 2985.7082 | 5758.5434 | 2011.8044 | 4101.2589 | 2925.66 | 630.3769 | 673.9296
2024-12-03 03:00 | 926.9819 | 2247.4527 | 2938.4739 | 5852.373 | 2035.9257 | 4115.3618 | 2941.4192 | 632.8046 | 666.5358
2024-12-03 04:00 | 961.1788 | 2342.2283 | 3082.4301 | 6061.3265 | 2207.3622 | 4301.072 | 2996.3361 | 649.3341 | 678.0653
2024-12-03 05:00 | 1075.3044 | 2497.3602 | 3220.4383 | 6647.7331 | 2394.5844 | 4656.0739 | 3104.776 | 697.3241 | 732.3574
2024-12-03 06:00 | 1170.7139 | 2540.5996 | 3253.7167 | 7152.3125 | 2528.2131 | 4971.7476 | 3118.0349 | 732.183 | 764.534
2024-12-03 07:00 | 1233.0039 | 2483.538 | 3133.1748 | 7480.7321 | 2613.6435 | 5079.9543 | 3028.8869 | 745.5753 | 739.9332
2024-12-03 08:00 | 1320.0817 | 2573.8107 | 3218.3414 | 8063.9228 | 2793.3029 | 5324.1115 | 3045.3916 | 787.7464 | 780.8381
2024-12-03 09:00 | 1310.9559 | 2632.1758 | 3307.4774 | 8200.4106 | 2810.99 | 5394.1879 | 3115.3982 | 816.1758 | 757.719
2024-12-03 10:00 | 1254.0068 | 2584.5574 | 3298.6241 | 8046.0693 | 2769.9563 | 5289.4506 | 3133.1345 | 807.1489 | 835.2798
2024-12-03 11:00 | 1237.3503 | 2607.9714 | 3355.7865 | 7893.6163 | 2665.9644 | 5211.7172 | 3104.4419 | 816.445 | 802.6009
2024-12-03 12:00 | 1217.6433 | 2587.8118 | 3388.7815 | 7800.9605 | 2626.7617 | 5184.9845 | 3067.5371 | 799.3795 | 810.8566
2024-12-03 13:00 | 1212.4141 | 2603.2851 | 3465.8214 | 7689.7331 | 2539.3868 | 5231.3976 | 3099.7837 | 753.964 | 881.8451
2024-12-03 14:00 | 1177.6482 | 2576.5123 | 3525.7275 | 7546.7714 | 2475.0411 | 5088.2755 | 3096.9233 | 746.0755 | 889.4976
2024-12-03 15:00 | 1213.6329 | 2653.2826 | 3507.7272 | 7609.5992 | 2540.9516 | 5094.5162 | 3113.5141 | 765.6128 | 905.4344
2024-12-03 16:00 | 1321.7738 | 2679.0264 | 3556.7959 | 7503.0303 | 2533.8675 | 5334.8299 | 3064.4071 | 782.1266 | 867.7979
2024-12-03 17:00 | 1346.0022 | 2728.4669 | 3495.4569 | 7563.3342 | 2555.883 | 5432.5625 | 3005.4769 | 800.4757 | 911.6413
2024-12-03 18:00 | 1358.6905 | 2897.5406 | 3695.4566 | 7989.5613 | 2677.9056 | 5560.5416 | 3023.6143 | 847.3016 | 758.5389
2024-12-03 19:00 | 1362.2789 | 2907.4429 | 3595.9019 | 7869.4556 | 2704.5437 | 5337.4565 | 2859.0953 | 872.2354 | 861.2024
2024-12-03 20:00 | 1349.1065 | 2801.6517 | 3445.3204 | 7582.6261 | 2796.5788 | 5061.7946 | 2844.6926 | 831.5308 | 849.6337
2024-12-03 21:00 | 1349.8523 | 2577.5769 | 3284.8739 | 6976.6993 | 2649.0385 | 4688.8526 | 2807.5249 | 741.0689 | 801.141
2024-12-03 22:00 | 1208.7717 | 2393.6952 | 3236.0115 | 6181.8001 | 2422.6073 | 4252.315 | 2716.6719 | 679.9389 | 741.1185
2024-12-03 23:00 | 1121.424 | 2278.0626 | 3105.6106 | 5700.2026 | 2200.3102 | 4079.1839 | 2618.8344 | 638.4942 | 683.7875
2024-12-04 | 1038.5662 | 2274.1659 | 3075.7928 | 5554.1547 | 2120.3912 | 4020.7712 | 2641.4317 | 630.1938 | 666.8873
2024-12-04 01:00 | 1041.552 | 2255.7205 | 3023.1405 | 5399.3237 | 2025.1624 | 4024.7636 | 2665.0639 | 626.3551 | 649.1689
2024-12-04 02:00 | 1045.2949 | 2187.0525 | 3011.3188 | 5335.5553 | 1956.0582 | 4008.919 | 2635.1661 | 619.9456 | 668.1287
2024-12-04 03:00 | 1007.0289 | 2242.533 | 2993.8045 | 5410.5804 | 1906.8988 | 4022.7953 | 2641.7459 | 630.065 | 626.8074
2024-12-04 04:00 | 1000.3725 | 2347.0021 | 3102.6345 | 5674.3766 | 2079.5777 | 4265.8561 | 2749.1958 | 642.5623 | 640.3428
2024-12-04 05:00 | 1104.1192 | 2468.089 | 3248.9078 | 6241.0022 | 2245.964 | 4619.8525 | 2850.2997 | 681.818 | 667.7319
2024-12-04 06:00 | 1158.1743 | 2533.2963 | 3256.5599 | 6656.8263 | 2381.9257 | 4881.3082 | 2829.3138 | 714.189 | 746.6145
2024-12-04 07:00 | 1210.5949 | 2521.7592 | 3272.6858 | 6916.88 | 2457.436 | 4976.668 | 2656.7551 | 709.9413 | 767.5203
2024-12-04 08:00 | 1317.9229 | 2613.1658 | 3401.2462 | 7412.2925 | 2655.7591 | 5108.2575 | 2704.0633 | 757.1807 | 799.9991
2024-12-04 09:00 | 1333.5893 | 2623.3115 | 3413.2864 | 7519.68 | 2816.4807 | 5150.3855 | 2737.2321 | 767.7968 | 823.6569
2024-12-04 10:00 | 1314.6448 | 2581.3894 | 3405.7757 | 7369.2175 | 2842.0001 | 5043.9078 | 2781.5961 | 750.6916 | 820.8348
2024-12-04 11:00 | 1292.6013 | 2569.0832 | 3361.3235 | 7254.6895 | 2802.5958 | 4947.7272 | 2771.4747 | 737.1522 | 840.1877
2024-12-04 12:00 | 1290.8308 | 2548.4305 | 3358.7205 | 7121.9068 | 2753.3488 | 4829.95 | 2756.7239 | 732.5825 | 841.6873
2024-12-04 13:00 | 1306.9908 | 2511.1022 | 3411.6709 | 7060.9979 | 2669.2656 | 4812.5054 | 2750.8634 | 739.1447 | 822.4688
2024-12-04 14:00 | 1332.9204 | 2510.6279 | 3356.8538 | 6890.3981 | 2557.3873 | 4744.0845 | 2781.8272 | 724.3456 | 797.3233
2024-12-04 15:00 | 1370.4367 | 2608.4288 | 3412.6513 | 6938.8124 | 2465.027 | 4865.1555 | 2792.4136 | 731.3983 | 799.9311
2024-12-04 16:00 | 1393.5535 | 2636.1519 | 3420.9924 | 7057.8887 | 2506.8427 | 4999.691 | 2818.08 | 743.8081 | 795.926
2024-12-04 17:00 | 1438.5629 | 2677.5905 | 3493.3897 | 7252.9597 | 2525.064 | 5234.3095 | 2809.2351 | 740.2418 | 802.6581
2024-12-04 18:00 | 1476.8274 | 2842.8662 | 3667.7371 | 7621.0848 | 2629.2914 | 5429.1492 | 2874.3294 | 784.2123 | 820.2112
2024-12-04 19:00 | 1407.0434 | 2973.9023 | 3598.6035 | 7627.0424 | 2627.8694 | 5242.6839 | 2791.0175 | 831.9411 | 825.4266
2024-12-04 20:00 | 1279.581 | 2856.4412 | 3598.2684 | 7347.3445 | 2773.618 | 4859.5729 | 2881.9964 | 828.433 | 767.0699
2024-12-04 21:00 | 1118.7661 | 2665.6184 | 3391.9526 | 6766.5057 | 2583.3605 | 4510.344 | 2879.0801 | 752.4673 | 822.0542
2024-12-04 22:00 | 975.5628 | 2503.2599 | 3191.56 | 6190.168 | 2289.5279 | 4207.8341 | 2808.3817 | 678.6093 | 723.538
2024-12-04 23:00 | 884.9478 | 2360.8543 | 3097.748 | 5736.1855 | 2094.7976 | 3966.1074 | 2820.8081 | 643.3722 | 672.947
2024-12-05 | 842.1807 | 2340.3057 | 3072.2972 | 5542.4789 | 1990.9526 | 3881.4963 | 2815.2813 | 635.015 | 665.9848
2024-12-05 01:00 | 825.8423 | 2298.3622 | 3085.5735 | 5540.6405 | 1929.8219 | 3920.2714 | 2843.697 | 634.8481 | 667.2805
2024-12-05 02:00 | 812.489 | 2280.6948 | 3072.6949 | 5542.5575 | 1889.1907 | 3917.1578 | 2833.5675 | 626.8776 | 649.0259
2024-12-05 03:00 | 837.3927 | 2239.8777 | 3060.9247 | 5627.7186 | 1854.3217 | 4004.9688 | 2770.045 | 624.8029 | 621.7806
2024-12-05 04:00 | 916.7548 | 2290.5654 | 3110.5864 | 6129.8737 | 2001.1208 | 4283.0181 | 2774.3019 | 640.0573 | 637.2997
2024-12-05 05:00 | 1085.9124 | 2412.9719 | 3307.8923 | 6855.5405 | 2284.4766 | 4744.5441 | 2810.8888 | 715.301 | 654.0749
2024-12-05 06:00 | 1279.9143 | 2453.0843 | 3365.4736 | 7412.9842 | 2521.3967 | 5132.8516 | 2933.9595 | 757.4763 | 660.8781
2024-12-05 07:00 | 1398.1051 | 2527.6323 | 3287.5792 | 7628.3458 | 2663.721 | 5281.7698 | 2843.0805 | 771.9213 | 662.3504
2024-12-05 08:00 | 1501.7271 | 2665.5247 | 3347.8295 | 8018.9872 | 2918.3954 | 5521.4625 | 2876.617 | 806.9951 | 702.7958
2024-12-05 09:00 | 1550.6558 | 2746.9752 | 3433.6361 | 8295.2054 | 3107.5774 | 5626.9765 | 2948.6115 | 822.4143 | 749.1491
2024-12-05 10:00 | 1546.8638 | 2730.5838 | 3435.0667 | 8445.7797 | 3133.4691 | 5547.6828 | 3012.4986 | 835.0863 | 739.6493
2024-12-05 11:00 | 1577.5248 | 2717.6116 | 3520.0589 | 8416.8937 | 3109.6264 | 5500.5396 | 2970.9548 | 839.8376 | 787.1964
2024-12-05 12:00 | 1570.6285 | 2690.2382 | 3455.6685 | 8284.7334 | 3092.128 | 5450.2403 | 2967.4237 | 818.6495 | 749.5276
2024-12-05 13:00 | 1562.5445 | 2680.5108 | 3474.3531 | 8219.2024 | 3019.4506 | 5418.2236 | 2880.0488 | 818.1656 | 810.7775
2024-12-05 14:00 | 1568.7495 | 2644.4574 | 3394.1573 | 8117.2454 | 2949.0497 | 5391.5223 | 2865.4433 | 829.839 | 805.4251
2024-12-05 15:00 | 1650.1083 | 2715.557 | 3483.8873 | 8241.6258 | 2932.6927 | 5484.8203 | 2928.081 | 860.4341 | 804.7053
2024-12-05 16:00 | 1700.0227 | 2763.0656 | 3519.087 | 8351.1477 | 2887.7524 | 5530.0304 | 3013.2276 | 883.6895 | 820.7502
2024-12-05 17:00 | 1686.3813 | 2846.4781 | 3628.6511 | 8397.7556 | 2901.7142 | 5614.642 | 2964.7635 | 863.1864 | 825.954
2024-12-05 18:00 | 1757.4716 | 2964.0215 | 3727.7283 | 8412.0902 | 2946.8659 | 5747.6008 | 2852.5375 | 880.9512 | 852.0508
2024-12-05 19:00 | 1741.0097 | 3021.9948 | 3710.1557 | 8172.0349 | 2914.0128 | 5439.7509 | 2780.9147 | 905.1316 | 781.328
2024-12-05 20:00 | 1661.9837 | 2893.1588 | 3703.3755 | 7948.2179 | 2922.909 | 5132.6974 | 2846.2198 | 875.5408 | 841.5621
2024-12-05 21:00 | 1481.9412 | 2704.8803 | 3592.222 | 7338.5573 | 2618.7811 | 4652.269 | 2948.2763 | 793.6772 | 802.2394
2024-12-05 22:00 | 1230.9393 | 2533.9483 | 3416.0563 | 6537.7438 | 2268.8777 | 4275.8578 | 2899.7159 | 712.816 | 716.6306
2024-12-05 23:00 | 1096.002 | 2445.3708 | 3290.1554 | 6026.4531 | 2062.6781 | 4087.4709 | 2800.0369 | 648.9505 | 666.132
2024-12-06 | 1056.3236 | 2415.7124 | 3235.6964 | 5863.2991 | 1995.7396 | 4074.4549 | 2858.6124 | 636.2512 | 649.1025
2024-12-06 01:00 | 1011.1792 | 2364.3425 | 3181.1328 | 5754.2324 | 1916.2841 | 4027.3861 | 2894.2084 | 643.0344 | 666.1555
2024-12-06 02:00 | 998.7927 | 2318.5503 | 3138.1258 | 5758.5017 | 1843.9035 | 4045.3243 | 2870.4412 | 637.0033 | 616.594
2024-12-06 03:00 | 966.1975 | 2335.3067 | 3159.684 | 5854.35 | 1949.7501 | 4030.0929 | 2859.8491 | 630.3187 | 600.3979
2024-12-06 04:00 | 1026.4235 | 2431.2539 | 3238.4164 | 6212.6359 | 2120.5705 | 4337.6552 | 2875.4927 | 649.1618 | 609.6157
2024-12-06 05:00 | 1199.9503 | 2528.218 | 3301.7353 | 6963.6209 | 2355.132 | 4786.7971 | 2931.2964 | 732.1495 | 658.0377
2024-12-06 06:00 | 1390.2864 | 2538.9749 | 3251.5003 | 7554.7002 | 2579.319 | 5148.354 | 2927.559 | 774.8468 | 680.7559
2024-12-06 07:00 | 1457.7482 | 2550.8639 | 3186.1236 | 7684.6708 | 2669.7192 | 5194.3074 | 2877.0352 | 786.9359 | 659.8807
2024-12-06 08:00 | 1544.0382 | 2644.2871 | 3256.7719 | 8147.3427 | 2798.6748 | 5367.2172 | 2999.8318 | 838.5072 | 664.4789
2024-12-06 09:00 | 1524.558 | 2649.9765 | 3332.8168 | 8433.8708 | 2829.7046 | 5420.4639 | 3061.0086 | 842.811 | 697.4841
2024-12-06 10:00 | 1508.6552 | 2631.3733 | 3301.0808 | 8656.7276 | 2838.4088 | 5370.0073 | 3066.5938 | 834.6731 | 670.3497
2024-12-06 11:00 | 1489.9212 | 2605.1781 | 3264.2658 | 8680.8736 | 2885.9136 | 5289.36 | 3087.5896 | 840.8202 | 678.8041
2024-12-06 12:00 | 1513.4708 | 2581.5309 | 3225.4083 | 8715.1216 | 2843.2811 | 5279.1713 | 3055.107 | 848.0647 | 683.4563
2024-12-06 13:00 | 1526.4687 | 2519.5305 | 3191.595 | 8799.6223 | 2783.5125 | 5333.5781 | 3005.5579 | 838.4731 | 686.316
2024-12-06 14:00 | 1564.0859 | 2534.8354 | 3172.3482 | 8823.2404 | 2836.9061 | 5346.8304 | 2945.7695 | 798.3862 | 772.404
2024-12-06 15:00 | 1649.0051 | 2580.8283 | 3216.3617 | 8919.9864 | 2836.4972 | 5426.4001 | 2960.6915 | 809.3841 | 797.103
2024-12-06 16:00 | 1738.2851 | 2612.7576 | 3321.2952 | 8963.6936 | 2799.2233 | 5400.6468 | 2926.8201 | 823.3911 | 783.9692
2024-12-06 17:00 | 1767.063 | 2741.1905 | 3314.1755 | 8928.5463 | 2720.9922 | 5404.1945 | 2910.9761 | 826.1661 | 778.0073
2024-12-06 18:00 | 1802.4999 | 2868.9773 | 3396.6329 | 9013.1721 | 2773.7684 | 5555.0022 | 2836.6146 | 877.1333 | 803.585
2024-12-06 19:00 | 1763.6901 | 2864.0968 | 3354.6635 | 8860.4717 | 2676.1909 | 5411.5336 | 2793.098 | 931.0532 | 769.1172
2024-12-06 20:00 | 1659.3331 | 2746.8847 | 3388.9341 | 8516.3189 | 2705.7848 | 5059.6095 | 2886.1415 | 871.2059 | 746.8907
2024-12-06 21:00 | 1498.6978 | 2571.2292 | 3259.5894 | 7768.696 | 2520.2128 | 4649.7813 | 2906.4684 | 766.2567 | 690.632
2024-12-06 22:00 | 1340.7123 | 2417.4021 | 3116.7306 | 6825.869 | 2282.4337 | 4317.9859 | 2887.7386 | 697.9662 | 632.4879
2024-12-06 23:00 | 1273.1225 | 2331.1303 | 3062.9278 | 6181.7702 | 2094.8985 | 4101.0537 | 2826.9325 | 664.8275 | 605.788
2024-12-07 | 1234.2192 | 2282.2277 | 3026.742 | 5853.352 | 2012.2462 | 4010.7308 | 2807.4981 | 651.3193 | 628.7631
2024-12-07 01:00 | 1199.2492 | 2275.2133 | 3052.9958 | 5745.2252 | 1915.0841 | 3947.3714 | 2774.5087 | 651.2757 | 605.6559
2024-12-07 02:00 | 1170.8131 | 2286.3616 | 3014.9465 | 5767.756 | 1868.6055 | 3945.629 | 2725.6643 | 652.3463 | 593.3001
2024-12-07 03:00 | 1149.8434 | 2254.3907 | 3016.8252 | 5885.1688 | 1869.2015 | 4051.2132 | 2671.7012 | 647.0664 | 577.1207
2024-12-07 04:00 | 1211.9124 | 2320.8641 | 3115.6457 | 6352.1664 | 2036.6153 | 4272.1712 | 2726.3503 | 663.998 | 615.6936
2024-12-07 05:00 | 1349.1276 | 2472.8104 | 3209.2232 | 7228.0764 | 2339.852 | 4689.7893 | 2803.1519 | 744.0179 | 631.8554
2024-12-07 06:00 | 1541.6837 | 2518.2556 | 3268.4422 | 7786.5683 | 2622.7421 | 5071.7997 | 2875.3288 | 776.899 | 623.9797
2024-12-07 07:00 | 1602.5523 | 2541.1987 | 3321.2276 | 7848.9427 | 2719.9435 | 5167.956 | 2801.7788 | 795.2177 | 641.8239
2024-12-07 08:00 | 1690.5877 | 2647.2403 | 3416.7203 | 8250.987 | 2937.5933 | 5442.8048 | 2878.2661 | 822.5584 | 607.8244
2024-12-07 09:00 | 1675.7033 | 2650.9027 | 3393.6986 | 8388.0617 | 3074.5624 | 5534.3071 | 2938.1069 | 819.4403 | 642.6494
2024-12-07 10:00 | 1688.4123 | 2652.2128 | 3379.5474 | 8290.1673 | 3016.1405 | 5487.8495 | 2836.7365 | 830.7119 | 623.4696
2024-12-07 11:00 | 1685.1721 | 2574.2463 | 3321.2208 | 8129.4031 | 3061.8543 | 5482.9535 | 2792.6213 | 829.6415 | 652.7378
2024-12-07 12:00 | 1648.153 | 2593.7202 | 3314.8383 | 7904.6848 | 3027.586 | 5337.1849 | 2791.1911 | 806.7438 | 616.7943
2024-12-07 13:00 | 1636.0544 | 2514.9167 | 3313.3318 | 7951.0647 | 2938.4178 | 5309.9396 | 2807.6678 | 796.3431 | 640.2682
2024-12-07 14:00 | 1642.2402 | 2489.9712 | 3289.8394 | 7942.7143 | 2932.1088 | 5299.5512 | 2702.0324 | 780.1912 | 667.1069
2024-12-07 15:00 | 1713.0509 | 2592.4603 | 3360.6867 | 8278.178 | 2903.6449 | 5379.7522 | 2766.6421 | 785.5983 | 666.3639
2024-12-07 16:00 | 1708.2348 | 2641.3545 | 3452.3123 | 8550.6458 | 2918.6775 | 5436.2432 | 2792.3679 | 835.7694 | 724.8169
2024-12-07 17:00 | 1716.9767 | 2702.1511 | 3435.196 | 8703.8942 | 2793.1343 | 5444.3366 | 2759.5683 | 837.4082 | 739.6992
2024-12-07 18:00 | 1760.8009 | 2824.0451 | 3540.0618 | 8961.7655 | 2870.1937 | 5601.418 | 2733.5338 | 874.1239 | 755.8202
2024-12-07 19:00 | 1762.3146 | 2775.6122 | 3431.711 | 8804.5985 | 2778.1689 | 5478.9196 | 2706.8602 | 888.0973 | 777.4469
2024-12-07 20:00 | 1661.1822 | 2655.5652 | 3352.1458 | 8445.0564 | 2848.5455 | 5110.1466 | 2813.3058 | 847.049 | 816.4714
2024-12-07 21:00 | 1459.932 | 2467.2587 | 3343.6155 | 7753.8482 | 2700.5637 | 4744.2085 | 2858.925 | 762.5557 | 708.5035
2024-12-07 22:00 | 1325.3797 | 2298.4558 | 3198.5719 | 6877.4036 | 2499.9679 | 4370.5535 | 2857.406 | 687.2003 | 634.443
2024-12-07 23:00 | 1239.6634 | 2239.9647 | 3086.1601 | 6199.7887 | 2289.699 | 4068.1712 | 2853.6256 | 633.1228 | 640.14
2024-12-08 | 1180.066 | 2182.7047 | 3069.6303 | 5888.8182 | 2140.2431 | 4029.9023 | 2881.0013 | 621.4983 | 634.8282
2024-12-08 01:00 | 1133.825 | 2209.1895 | 3026.1828 | 5780.3755 | 2158.1713 | 3928.8358 | 2875.7778 | 619.4725 | 608.4102
2024-12-08 02:00 | 1056.3317 | 2175.8173 | 2933.7515 | 5773.9854 | 2040.8876 | 3912.2837 | 2787.5579 | 607.4132 | 575.7089
2024-12-08 03:00 | 1027.3563 | 2175.2958 | 2889.7102 | 5945.24 | 2041.5493 | 4072.1247 | 2760.7539 | 616.3302 | 580.4347
2024-12-08 04:00 | 1052.9925 | 2265.5101 | 3036.5309 | 6439.1025 | 2123.3881 | 4338.7504 | 2799.3172 | 647.3591 | 610.2695
2024-12-08 05:00 | 1195.6714 | 2376.2529 | 3154.5737 | 7296.6647 | 2338.3903 | 4786.1 | 2845.5232 | 719.45 | 638.7321
2024-12-08 06:00 | 1341.1952 | 2449.297 | 3216.7498 | 7864.0562 | 2577.2387 | 5076.9974 | 2892.1441 | 757.864 | 662.0094
2024-12-08 07:00 | 1360.5527 | 2475.0503 | 3169.7669 | 7995.0489 | 2776.9207 | 5201.2089 | 2804.4926 | 757.0221 | 693.4547
2024-12-08 08:00 | 1433.2141 | 2581.8418 | 3247.7395 | 8412.7416 | 3040.8685 | 5388.3094 | 2904.2036 | 790.8472 | 753.6593
2024-12-08 09:00 | 1446.6742 | 2632.2122 | 3268.5865 | 8484.9996 | 3216.3055 | 5449.7732 | 2964.3875 | 792.1196 | 810.4946
2024-12-08 10:00 | 1478.0335 | 2532.3051 | 3239.3649 | 8492.1593 | 3188.4597 | 5468.7217 | 2974.3452 | 803.1448 | 775.3706
2024-12-08 11:00 | 1517.9462 | 2528.4005 | 3232.0563 | 8301.7368 | 3252.0663 | 5423.6712 | 3021.5432 | 804.067 | 713.4739
2024-12-08 12:00 | 1464.4619 | 2528.9225 | 3308.0407 | 8093.582 | 3275.9004 | 5313.4429 | 2951.2787 | 776.1477 | 740.5937
2024-12-08 13:00 | 1465.9086 | 2485.9764 | 3332.7433 | 8144.4418 | 3283.952 | 5315.4454 | 2911.6149 | 770.4615 | 797.0162
2024-12-08 14:00 | 1494.0596 | 2548.3198 | 3352.095 | 8031.9916 | 3304.6033 | 5335.9683 | 2909.264 | 783.3432 | 875.0813
2024-12-08 15:00 | 1570.0401 | 2632.5251 | 3368.8478 | 8201.6104 | 3300.266 | 5398.5522 | 2937.2706 | 795.5201 | 956.7753
2024-12-08 16:00 | 1703.1867 | 2731.5964 | 3430.1178 | 8302.1563 | 3254.5944 | 5520.7105 | 2962.059 | 829.4634 | 971.4871
2024-12-08 17:00 | 1750.1916 | 2801.8532 | 3378.522 | 8335.9404 | 3218.0174 | 5649.7324 | 2946.3003 | 823.2272 | 1066.6654
2024-12-08 18:00 | 1833.1513 | 2881.5572 | 3479.4855 | 8632.2004 | 3199.5696 | 5811.6436 | 2886.2314 | 859.4346 | 1086.2295
2024-12-08 19:00 | 1761.2992 | 2859.3081 | 3426.7284 | 8617.2693 | 3090.248 | 5526.086 | 2743.3061 | 873.6648 | 1063.6053
2024-12-08 20:00 | 1633.9607 | 2714.2986 | 3435.996 | 8169.2594 | 3135.6925 | 5177.4466 | 2805.5344 | 824.0262 | 1057.5876
2024-12-08 21:00 | 1445.2036 | 2536.2463 | 3367.8603 | 7590.0547 | 2977.1612 | 4773.5956 | 2868.3002 | 740.5418 | 987.8723
2024-12-08 22:00 | 1246.6443 | 2380.8856 | 3156.2172 | 6845.9585 | 2707.771 | 4441.9264 | 2848.3272 | 665.9154 | 972.6065
2024-12-08 23:00 | 1159.9757 | 2286.1067 | 2967.5212 | 6157.805 | 2486.4239 | 4192.6035 | 2808.5649 | 629.1663 | 967.4195
2024-12-09 | 1149.6509 | 2217.168 | 2917.4681 | 5846.9405 | 2368.516 | 4045.8874 | 2818.804 | 616.0993 | 949.1729
2024-12-09 01:00 | 1119.3386 | 2234.6836 | 2882.667 | 5761.8366 | 2254.668 | 3990.0568 | 2797.1721 | 618.6849 | 942.8648
2024-12-09 02:00 | 1122.9145 | 2158.3824 | 2831.8905 | 5770.9098 | 2181.0511 | 4017.5977 | 2807.7981 | 608.8925 | 968.1552
2024-12-09 03:00 | 1118.2934 | 2197.8503 | 2822.7903 | 5846.9524 | 2181.1062 | 4074.4649 | 2761.3164 | 605.1547 | 949.4835
2024-12-09 04:00 | 1197.4646 | 2313.1398 | 2936.3858 | 6286.3106 | 2248.1712 | 4307.7692 | 2766.6377 | 635.9427 | 949.2344
2024-12-09 05:00 | 1353.6915 | 2433.7886 | 3055.22 | 7053.4407 | 2536.7905 | 4795.3104 | 2875.382 | 694.6083 | 954.5377
2024-12-09 06:00 | 1557.3058 | 2494.8931 | 3050.0334 | 7689.7505 | 2716.2507 | 5174.9906 | 2955.9916 | 749.0435 | 947.7255
2024-12-09 07:00 | 1638.0121 | 2472.6145 | 3072.4668 | 7792.4728 | 2901.8294 | 5336.4181 | 2830.0271 | 761.7142 | 967.0649
2024-12-09 08:00 | 1458.4645 | 2584.417 | 3265.8599 | 8291.5541 | 3317.2111 | 5557.5118 | 2966.405 | 819.4486 | 806.4586
2024-12-09 09:00 | 1455.9736 | 2597.2559 | 3442.8837 | 8338.0763 | 3481.295 | 5648.229 | 3071.7773 | 824.4241 | 839.2055
2024-12-09 10:00 | 1481.7616 | 2607.6453 | 3454.7023 | 8237.9207 | 3413.9246 | 5538.0008 | 3050.0592 | 801.4554 | 856.0322
2024-12-09 11:00 | 1515.8979 | 2654.9449 | 3470.0988 | 8265.3012 | 3424.7437 | 5148.489 | 3127.5747 | 809.6376 | 859.7329
2024-12-09 12:00 | 1498.4396 | 2650.0215 | 3453.5106 | 8047.2361 | 3458.0993 | 5080.2049 | 3150.5985 | 777.7184 | 819.0766
2024-12-09 13:00 | 1461.7002 | 2625.2405 | 3386.8211 | 7827.7988 | 3348.3602 | 5364.8548 | 3141.1076 | 755.4629 | 798.9396
2024-12-09 14:00 | 1489.1178 | 2598.6897 | 3404.4381 | 7677.8415 | 3226.4925 | 5488.3092 | 3069.2753 | 802.5721 | 665.3058
2024-12-09 15:00 | 1500.924 | 2656.1941 | 3478.9422 | 7801.5982 | 3113.5037 | 5584.7648 | 3124.9277 | 820.8388 | 636.3303
2024-12-09 16:00 | 1539.6278 | 2736.8296 | 3516.6844 | 7968.0698 | 3050.9323 | 5621.8731 | 3157.7757 | 857.0228 | 718.8366
2024-12-09 17:00 | 1557.6998 | 2827.5572 | 3601.2069 | 8007.9323 | 2959.9733 | 5631.2403 | 3123.7363 | 837.419 | 796.5316
2024-12-09 18:00 | 1567.8537 | 2951.9812 | 3705.2455 | 8212.0699 | 3027.3241 | 5686.8632 | 3034.4375 | 837.0794 | 814.4569
2024-12-09 19:00 | 1575.3962 | 2956.1551 | 3691.7846 | 7937.1515 | 2858.124 | 5443.8592 | 2880.726 | 815.3651 | 770.4657
2024-12-09 20:00 | 1513.6397 | 2817.9471 | 3593.2653 | 7705.9488 | 2927.329 | 5235.0305 | 2890.2414 | 761.8569 | 775.8206
2024-12-09 21:00 | 1341.2603 | 2630.9107 | 3422.47 | 7246.3504 | 2789.6001 | 4898.4755 | 2880.5249 | 704.9258 | 709.7794
2024-12-09 22:00 | 1182.6173 | 2476.1355 | 3230.6236 | 6677.3112 | 2452.0803 | 4517.7941 | 2882.7519 | 676.3068 | 650.5242
2024-12-09 23:00 | 1099.8334 | 2365.2311 | 2958.8799 | 6154.7768 | 2360.2139 | 4278.2821 | 2785.8151 | 637.3031 | 608.2377
2024-12-10 | 1070.2363 | 2289.4395 | 2974.7992 | 5742.6998 | 2234.8481 | 4138.1759 | 2781.4413 | 608.9028 | 580.8571
2024-12-10 01:00 | 1054.6207 | 2282.5649 | 2966.8407 | 5676.3247 | 2153.2635 | 4046.226 | 2821.7421 | 597.0587 | 585.1847
2024-12-10 02:00 | 1069.4176 | 2263.0368 | 2993.5721 | 5641.5056 | 2055.3249 | 4044.2224 | 2808.7503 | 605.289 | 574.262
2024-12-10 03:00 | 1089.4101 | 2271.5734 | 2971.968 | 5718.403 | 1987.9609 | 4087.8348 | 2803.2575 | 621.666 | 572.3426
2024-12-10 04:00 | 1164.7086 | 2385.8025 | 3111.5325 | 6028.0635 | 2091.1001 | 4335.6435 | 2824.7693 | 634.874 | 569.0759
2024-12-10 05:00 | 1289.9678 | 2529.9249 | 3214.3479 | 6622.1079 | 2233.027 | 4756.1188 | 2907.2592 | 685.5881 | 634.7046
2024-12-10 06:00 | 1370.8056 | 2559.278 | 3234.7557 | 7125.3892 | 2344.3313 | 5056.9845 | 2909.5103 | 719.1957 | 635.1217
2024-12-10 07:00 | 1404.219 | 2478.726 | 3200.5376 | 7339.9001 | 2373.5317 | 5113.5552 | 2815.4565 | 739.9062 | 652.8275
2024-12-10 08:00 | 1522.0569 | 2598.9295 | 3319.3405 | 7728.5603 | 2517.3647 | 5268.3074 | 2892.9689 | 772.4486 | 690.0496
2024-12-10 09:00 | 1576.3583 | 2643.5784 | 3339.425 | 7807.2814 | 2514.7159 | 5398.0607 | 2986.2476 | 781.7487 | 751.4039
2024-12-10 10:00 | 1522.4329 | 2641.0034 | 3410.4896 | 7744.8949 | 2512.747 | 5317.7855 | 3028.7586 | 781.901 | 733.3085
2024-12-10 11:00 | 1507.1254 | 2631.6663 | 3422.8704 | 7552.9023 | 2547.2359 | 5149.3934 | 3014.3552 | 762.6766 | 717.1563
2024-12-10 12:00 | 1523.2933 | 2624.6204 | 3385.46 | 7389.212 | 2529.8974 | 5132.3494 | 2948.9096 | 752.1762 | 744.2327
2024-12-10 13:00 | 1547.8422 | 2593.7459 | 3419.444 | 7300.8868 | 2485.8987 | 5156.7509 | 2941.6916 | 753.7338 | 769.3869
2024-12-10 14:00 | 1499.8978 | 2572.9143 | 3394.0344 | 7264.8025 | 2451.4928 | 5126.2587 | 2928.3807 | 763.4536 | 814.3522
2024-12-10 15:00 | 1484.3813 | 2605.8089 | 3453.8276 | 7261.9656 | 2433.1174 | 5184.3101 | 2911.5635 | 782.1361 | 836.2173
2024-12-10 16:00 | 1503.1123 | 2614.0316 | 3450.1622 | 7262.5427 | 2467.2113 | 5236.4746 | 2919.7085 | 791.3696 | 817.7274
2024-12-10 17:00 | 1522.796 | 2707.9647 | 3501.6222 | 7320.3468 | 2453.6193 | 5353.9375 | 2888.2427 | 787.7241 | 806.507
2024-12-10 18:00 | 1569.3665 | 2874.2942 | 3586.7591 | 7564.8262 | 2560.361 | 5605.1844 | 2957.4277 | 814.151 | 726.0242
2024-12-10 19:00 | 1522.933 | 2927.5363 | 3521.089 | 7557.9064 | 2491.5883 | 5481.1992 | 2827.391 | 850.7225 | 658.1285
2024-12-10 20:00 | 1390.6925 | 2819.1431 | 3497.7096 | 7336.0778 | 2617.7765 | 5138.2746 | 2817.8771 | 830.0422 | 693.3653
2024-12-10 21:00 | 1195.908 | 2631.4325 | 3386.8571 | 6805.1415 | 2437.0784 | 4692.9664 | 2830.684 | 756.1536 | 786.7003
2024-12-10 22:00 | 997.3341 | 2451.1722 | 3241.46 | 6310.0391 | 2213.4552 | 4386.7497 | 2753.368 | 676.7172 | 716.4269
2024-12-10 23:00 | 907.6706 | 2359.3342 | 3104.9381 | 5935.9433 | 2013.6307 | 4228.8172 | 2620.9779 | 634.0554 | 680.5489
2024-12-11 | 847.6818 | 2343.8562 | 3056.3665 | 5637.0449 | 1867.3083 | 4100.7119 | 2659.6185 | 608.814 | 714.0535
2024-12-11 01:00 | 830.5882 | 2326.2105 | 3034.3243 | 5580.8479 | 1831.349 | 4039.5317 | 2678.5906 | 602.6558 | 677.6571
2024-12-11 02:00 | 818.4806 | 2332.6355 | 3007.6904 | 5477.8409 | 1821.4096 | 4033.4049 | 2668.0817 | 598.2038 | 679.1637
2024-12-11 03:00 | 833.1061 | 2339.573 | 3007.1073 | 5541.7747 | 1823.9105 | 4049.6812 | 2680.0197 | 615.8615 | 645.2936
2024-12-11 04:00 | 879.8473 | 2416.1939 | 3060.9673 | 5772.2359 | 2015.2504 | 4248.6571 | 2783.5914 | 623.7887 | 650.8254
2024-12-11 05:00 | 993.7408 | 2518.3201 | 3198.3874 | 6246.8588 | 2193.4357 | 4662.0435 | 2863.6801 | 658.4232 | 672.7309
2024-12-11 06:00 | 1102.3483 | 2516.2529 | 3207.4287 | 6646.9137 | 2363.393 | 4912.5748 | 2789.1389 | 681.1085 | 766.5772
2024-12-11 07:00 | 1195.3722 | 2470.2459 | 3122.389 | 6848.6774 | 2383.8533 | 5011.2558 | 2672.6105 | 688.6439 | 714.1421
2024-12-11 08:00 | 1289.8797 | 2539.1463 | 3279.2887 | 7219.4325 | 2498.2374 | 5255.8863 | 2710.0684 | 730.6495 | 752.4606
2024-12-11 09:00 | 1338.832 | 2634.4886 | 3257.0079 | 7538.972 | 2650.3742 | 5348.8229 | 2782.6918 | 745.9127 | 808.0846
2024-12-11 10:00 | 1318.0675 | 2632.2019 | 3265.6064 | 7490.0675 | 2712.9545 | 5272.9182 | 2742.5523 | 734.3291 | 830.3265
2024-12-11 11:00 | 1311.2698 | 2578.9439 | 3299.752 | 7352.9106 | 2734.8307 | 5256.8905 | 2742.904 | 729.2559 | 790.9494
2024-12-11 12:00 | 1315.7843 | 2527.654 | 3299.0224 | 7300.3139 | 2658.2506 | 5056.7411 | 2766.4117 | 735.3297 | 791.6762
2024-12-11 13:00 | 1329.5223 | 2487.4918 | 3332.4682 | 7262.0726 | 2589.6367 | 5067.3554 | 2767.857 | 747.5093 | 748.8456
2024-12-11 14:00 | 1345.8777 | 2491.1881 | 3261.9102 | 7158.2987 | 2488.8605 | 5118.3442 | 2657.8829 | 730.9243 | 747.2231
2024-12-11 15:00 | 1354.358 | 2493.2241 | 3340.3399 | 7186.3996 | 2426.8679 | 5141.5806 | 2645.9983 | 721.1918 | 732.123
2024-12-11 16:00 | 1397.8481 | 2581.8776 | 3291.9912 | 7181.4133 | 2407.2385 | 5187.9988 | 2646.2642 | 731.6943 | 775.0872
2024-12-11 17:00 | 1467.8274 | 2666.629 | 3290.9562 | 7185.2374 | 2406.0427 | 5439.9986 | 2719.0686 | 755.6095 | 773.3995
2024-12-11 18:00 | 1568.8032 | 2881.3095 | 3432.1726 | 7412.3437 | 2527.1057 | 5660.6344 | 2752.8205 | 786.999 | 800.4004
2024-12-11 19:00 | 1591.4511 | 2869.164 | 3470.3095 | 7472.4408 | 2507.684 | 5449.517 | 2715.2324 | 835.1149 | 693.6709
2024-12-11 20:00 | 1511.7622 | 2748.871 | 3510.9745 | 7136.7582 | 2662.1648 | 5167.6063 | 2830.6224 | 836.0561 | 735.6765
2024-12-11 21:00 | 1322.1663 | 2607.7148 | 3289.3557 | 6618.403 | 2571.5149 | 4759.5526 | 2914.8987 | 774.2149 | 804.5
2024-12-11 22:00 | 1164.6176 | 2472.0294 | 3058.5281 | 6105.0794 | 2370.6721 | 4420.2871 | 2824.0146 | 687.0228 | 742.2455
2024-12-11 23:00 | 1033.4513 | 2343.5205 | 2915.8386 | 5618.7527 | 2150.4289 | 4169.0965 | 2767.8611 | 636.5633 | 685.045
2024-12-12 | 975.3793 | 2333.8899 | 2929.8467 | 5387.2912 | 2034.3433 | 4047.1516 | 2797.2326 | 618.2734 | 634.7732
2024-12-12 01:00 | 941.604 | 2323.9555 | 2920.8656 | 5369.4596 | 1993.3073 | 3998.7989 | 2885.9525 | 596.1309 | 653.3356
2024-12-12 02:00 | 897.8205 | 2306.4115 | 2895.8751 | 5447.635 | 1955.7336 | 4042.1714 | 2869.2083 | 586.245 | 634.5035
2024-12-12 03:00 | 901.6875 | 2331.6954 | 2868.9415 | 5614.0634 | 1926.8033 | 4128.3429 | 2817.0454 | 595.4234 | 635.5403
2024-12-12 04:00 | 991.4684 | 2393.1358 | 2914.4823 | 5953.4153 | 2108.0444 | 4387.4453 | 2830.1219 | 618.6993 | 607.1883
2024-12-12 05:00 | 1156.9451 | 2500.0494 | 3009.2739 | 6743.2083 | 2322.8047 | 4803.7722 | 2914.1348 | 694.4518 | 660.2918
2024-12-12 06:00 | 1318.3702 | 2487.688 | 3066.9908 | 7272.309 | 2711.8224 | 5157.846 | 2903.1534 | 735.9384 | 706.8172
2024-12-12 07:00 | 1410.5392 | 2555.1295 | 3099.0258 | 7492.8975 | 2835.2399 | 5357.8644 | 2831.7767 | 755.1612 | 679.807
2024-12-12 08:00 | 1538.7709 | 2662.0833 | 3277.379 | 8051.3204 | 2880.8827 | 5623.6549 | 2910.7256 | 806.0323 | 711.6614
2024-12-12 09:00 | 1563.6146 | 2741.575 | 3365.3842 | 8212.1414 | 3003.6942 | 5806.2927 | 2966.3839 | 819.1924 | 733.2433
2024-12-12 10:00 | 1571.783 | 2742.6491 | 3413.7508 | 8092.7795 | 3030.7869 | 5764.7494 | 2955.2287 | 848.3032 | 776.117
2024-12-12 11:00 | 1578.5762 | 2714.0517 | 3422.6521 | 7990.5535 | 3032.3458 | 5780.2118 | 3040.4015 | 857.4315 | 752.0783
2024-12-12 12:00 | 1555.7035 | 2683.9639 | 3444.1714 | 7780.3246 | 3008.0779 | 5655.7468 | 3009.512 | 852.994 | 746.2106
2024-12-12 13:00 | 1559.0286 | 2633.4148 | 3489.2859 | 7773.2614 | 2991.0001 | 5696.6987 | 2905.1333 | 854.8387 | 730.8569
2024-12-12 14:00 | 1553.7163 | 2529.3498 | 3419.0412 | 7655.801 | 3005.3671 | 5706.8359 | 2925.6954 | 844.9613 | 717.2577
2024-12-12 15:00 | 1578.3107 | 2595.1273 | 3434.3176 | 7766.2445 | 2975.7749 | 5813.8399 | 2905.3369 | 860.8082 | 774.645
2024-12-12 16:00 | 1602.1242 | 2638.4677 | 3495.7125 | 8000.386 | 2981.3047 | 5844.4785 | 2895.1695 | 885.0128 | 836.9143
2024-12-12 17:00 | 1652.9398 | 2770.2765 | 3527.7947 | 8044.1479 | 2945.7423 | 5872.8332 | 2868.1959 | 906.045 | 856.6672
2024-12-12 18:00 | 1797.4018 | 2931.5927 | 3606.7979 | 8229.7612 | 3002.5872 | 5973.289 | 2798.1959 | 938.0724 | 923.46
2024-12-12 19:00 | 1740.4267 | 2963.98 | 3551.0829 | 8212.955 | 2842.1741 | 5616.0236 | 2690.1079 | 971.1518 | 779.3999
2024-12-12 20:00 | 1638.5707 | 2851.9049 | 3502.4349 | 7810.5217 | 2837.4335 | 5250.699 | 2801.0743 | 910.9339 | 771.569
2024-12-12 21:00 | 1432.1217 | 2659.9231 | 3399.017 | 7213.7242 | 2669.5069 | 4975.7404 | 2837.766 | 814.4219 | 804.7872
2024-12-12 22:00 | 1228.7335 | 2532.7873 | 3287.1779 | 6572.8021 | 2346.3155 | 4534.3778 | 2912.2342 | 692.9549 | 731.9615
2024-12-12 23:00 | 1040.1461 | 2426.9818 | 3154.9271 | 6072.0881 | 2093.6527 | 4273.2315 | 2882.9453 | 649.3071 | 687.0799
2024-12-13 | 957.8 | 2356.6281 | 3044.0585 | 5765.6065 | 2068.6625 | 4195.8603 | 2859.4708 | 615.5366 | 670.6699
2024-12-13 01:00 | 944.9744 | 2305.6572 | 3009.069 | 5699.1564 | 2001.7619 | 4208.7188 | 2903.8235 | 606.2072 | 705.0703
2024-12-13 02:00 | 922.6803 | 2294.8337 | 3058.8989 | 5733.9212 | 2010.2707 | 4214.3577 | 2891.0362 | 614.5455 | 666.8626
2024-12-13 03:00 | 923.1465 | 2273.2497 | 3029.1993 | 5813.91 | 2036.5786 | 4234.2123 | 2835.8669 | 608.1868 | 670.8086
2024-12-13 04:00 | 1004.5303 | 2365.8746 | 3062.8192 | 6211.0385 | 2152.7848 | 4449.3837 | 2845.4628 | 638.6493 | 676.6741
2024-12-13 05:00 | 1162.9652 | 2455.6089 | 3113.0814 | 6914.8451 | 2429.9719 | 4879.6738 | 2890.272 | 702.9622 | 700.6559
2024-12-13 06:00 | 1340.2763 | 2461.7198 | 3127.35 | 7476.1873 | 2587.4111 | 5244.7363 | 2934.9722 | 738.9958 | 732.0226
2024-12-13 07:00 | 1433.569 | 2510.6365 | 3044.0295 | 7679.1203 | 2726.5199 | 5381.3108 | 2899.3359 | 755.0073 | 673.313
2024-12-13 08:00 | 1513.9407 | 2602.6582 | 3174.5526 | 8054.4091 | 2920.9777 | 5609.3841 | 3037.8473 | 806.7256 | 733.4326
2024-12-13 09:00 | 1526.557 | 2633.159 | 3275.3056 | 8264.6341 | 3075.023 | 5665.6248 | 3115.3859 | 824.0446 | 734.0856
2024-12-13 10:00 | 1522.9525 | 2615.3386 | 3292.9757 | 8202.3464 | 3082.4205 | 5598.2832 | 3144.9395 | 831.8222 | 779.2313
2024-12-13 11:00 | 1501.2793 | 2643.2551 | 3328.274 | 8245.1517 | 3046.9587 | 5589.3565 | 3132.8621 | 833.2544 | 746.8592
2024-12-13 12:00 | 1483.2931 | 2639.6756 | 3356.969 | 7993.0967 | 2976.1681 | 5518.8401 | 3122.838 | 819.9865 | 780.0956
2024-12-13 13:00 | 1473.7362 | 2635.0984 | 3330.375 | 7983.351 | 2922.43 | 5589.1647 | 3066.5768 | 816.9875 | 763.4752
2024-12-13 14:00 | 1472.5834 | 2619.2531 | 3381.5099 | 7940.013 | 2909.2306 | 5485.4488 | 3037.4885 | 814.563 | 760.8483
2024-12-13 15:00 | 1523.1193 | 2661.0001 | 3439.1215 | 8092.5714 | 2865.5289 | 5615.1893 | 3010.1122 | 858.5253 | 786.2869
2024-12-13 16:00 | 1668.7048 | 2709.6584 | 3367.1553 | 8304.498 | 2748.7051 | 5687.1181 | 2979.8771 | 871.4639 | 840.0148
2024-12-13 17:00 | 1814.3414 | 2848.2548 | 3420.0964 | 8470.0057 | 2830.2762 | 5743.2603 | 2796.9609 | 867.0951 | 824.9917
2024-12-13 18:00 | 1858.6788 | 2985.0595 | 3571.1187 | 8496.0261 | 3091.6735 | 5920.4425 | 2821.1481 | 878.6552 | 889.3722
2024-12-13 19:00 | 1814.5174 | 3011.906 | 3456.1 | 8122.0391 | 2998.131 | 5853.0361 | 2786.274 | 904.4276 | 868.9564
2024-12-13 20:00 | 1660.5792 | 2865.8214 | 3443.2978 | 7775.958 | 3025.5704 | 5404.3843 | 2788.2789 | 865.1219 | 809.7333
2024-12-13 21:00 | 1453.3434 | 2722.4748 | 3331.4202 | 7247.3042 | 2882.2067 | 4894.4544 | 2884.2504 | 786.1252 | 777.2442
2024-12-13 22:00 | 1246.3937 | 2533.9895 | 3188.5618 | 6511.9169 | 2595.7606 | 4480.1329 | 2910.1383 | 715.4127 | 774.2402
2024-12-13 23:00 | 1074.9435 | 2401.6888 | 3106.2804 | 6051.5193 | 2316.8027 | 4249.1042 | 2822.9907 | 665.3184 | 719.9485
2024-12-14 | 985.0511 | 2325.3089 | 3064.081 | 5823.0423 | 2155.1756 | 4193.485 | 2831.5039 | 644.8356 | 682.831
2024-12-14 01:00 | 981.3583 | 2291.6851 | 2997.2953 | 5723.4384 | 2142.5497 | 4131.2243 | 2814.2403 | 643.6335 | 673.5187
2024-12-14 02:00 | 963.4802 | 2261.4712 | 2921.2744 | 5735.2605 | 2180.6554 | 4146.7587 | 2768.0861 | 626.4793 | 663.0212
2024-12-14 03:00 | 952.8594 | 2251.1739 | 2869.7102 | 5881.5995 | 2207.7725 | 4156.0702 | 2790.303 | 623.5777 | 627.7513
2024-12-14 04:00 | 1014.5714 | 2310.5092 | 2943.793 | 6287.4726 | 2323.2313 | 4412.7647 | 2815.0853 | 639.5328 | 638.4466
2024-12-14 05:00 | 1159.503 | 2397.6699 | 2990.1679 | 6989.2001 | 2603.9416 | 4784.519 | 2899.8286 | 683.3807 | 674.9973
2024-12-14 06:00 | 1330.8468 | 2408.4134 | 3034.934 | 7470.9396 | 2947.4676 | 5131.4013 | 2956.9344 | 707.3726 | 682.6087
2024-12-14 07:00 | 1404.5009 | 2395.4459 | 3057.1212 | 7491.5745 | 3032.5994 | 5311.792 | 2868.4245 | 720.1104 | 638.1909
2024-12-14 08:00 | 1488.8072 | 2572.001 | 3225.6681 | 7923.4017 | 3100.4472 | 5579.9445 | 2906.1768 | 778.4073 | 673.0421
2024-12-14 09:00 | 1515.9781 | 2639.1757 | 3295.6726 | 8045.0585 | 3207.1621 | 5619.0629 | 2939.07 | 801.7603 | 694.6814
2024-12-14 10:00 | 1507.9183 | 2603.5105 | 3266.7005 | 8143.3769 | 3192.327 | 5607.6541 | 2944.3022 | 827.5031 | 766.8826
2024-12-14 11:00 | 1505.9686 | 2575.3139 | 3270.3226 | 8094.0233 | 3134.9706 | 5484.3418 | 2964.0132 | 829.9279 | 793.6401
2024-12-14 12:00 | 1528.3639 | 2497.1851 | 3268.5155 | 7890.6815 | 3099.952 | 5362.1398 | 2985.3887 | 821.7787 | 796.5335
2024-12-14 13:00 | 1599.4825 | 2476.1088 | 3200.3507 | 7935.6154 | 3056.0101 | 5450.3726 | 2945.912 | 832.9008 | 810.873
2024-12-14 14:00 | 1602.9545 | 2469.7745 | 3223.1327 | 7920.7877 | 3004.6913 | 5428.3246 | 2892.4247 | 845.6284 | 802.7251
2024-12-14 15:00 | 1615.6117 | 2484.5244 | 3347.5571 | 7941.7147 | 3061.3311 | 5508.7704 | 2944.5992 | 857.2662 | 818.0654
2024-12-14 16:00 | 1654.7554 | 2558.9557 | 3380.8853 | 7958.8114 | 3105.0579 | 5590.9098 | 2969.8267 | 856.576 | 847.437
2024-12-14 17:00 | 1737.6707 | 2690.9353 | 3421.6097 | 7992.7399 | 3108.0847 | 5693.8724 | 2945.6236 | 844.0845 | 800.8087
2024-12-14 18:00 | 1771.1528 | 2883.5505 | 3576.714 | 8178.9392 | 3238.1171 | 5889.4372 | 2890.4748 | 844.4413 | 844.9246
2024-12-14 19:00 | 1715.2142 | 2919.4501 | 3577.0931 | 7981.2166 | 3059.7689 | 5642.2061 | 2819.4177 | 866.2268 | 736.614
2024-12-14 20:00 | 1589.1856 | 2825.7894 | 3459.5679 | 7765.648 | 3084.1763 | 5247.2795 | 2923.5535 | 854.6953 | 758.5586
2024-12-14 21:00 | 1418.6295 | 2639.4835 | 3352.432 | 7230.1629 | 2868.7949 | 4906.5997 | 2956.6724 | 785.1783 | 834.324
2024-12-14 22:00 | 1242.0122 | 2451.9881 | 3258.7196 | 6578.0102 | 2589.8083 | 4531.6395 | 2924.3158 | 710.647 | 748.9212
2024-12-14 23:00 | 1110.9051 | 2335.4453 | 3126.9684 | 6020.5882 | 2356.3046 | 4255.575 | 2836.8315 | 664.0822 | 715.1404
2024-12-15 | 1047.0807 | 2282.8257 | 3072.0096 | 5769.3697 | 2241.9841 | 4139.7509 | 2811.2216 | 630.0225 | 715.9117
2024-12-15 01:00 | 1015.3451 | 2271.9969 | 3081.6012 | 5655.9581 | 2216.3723 | 4136.2969 | 2789.5185 | 619.1962 | 685.9541
2024-12-15 02:00 | 1045.3559 | 2255.5185 | 3052.5182 | 5693.7806 | 2240.6675 | 4164.1078 | 2686.9524 | 639.9137 | 682.3925
2024-12-15 03:00 | 1007.9596 | 2256.025 | 3025.7054 | 5812.2265 | 2255.151 | 4118.0616 | 2763.1938 | 640.333 | 651.7975
2024-12-15 04:00 | 1063.9915 | 2303.057 | 3047.8577 | 6178.0912 | 2323.2441 | 4364.8523 | 2792.9816 | 648.1793 | 658.2932
2024-12-15 05:00 | 1218.2913 | 2403.0671 | 3189.8023 | 6886.7543 | 2566.1053 | 4783.1656 | 2878.1427 | 713.3491 | 728.6008
2024-12-15 06:00 | 1407.2852 | 2407.2978 | 3204.661 | 7391.9386 | 2768.994 | 5125.407 | 2922.5439 | 751.7404 | 711.8505
2024-12-15 07:00 | 1525.8084 | 2469.4263 | 3234.6415 | 7497.8696 | 2850.5598 | 5261.1779 | 2805.261 | 777.8706 | 727.4187
2024-12-15 08:00 | 1617.8992 | 2640.6945 | 3379.0387 | 7877.9705 | 3012.2593 | 5548.0434 | 2893.7226 | 833.7407 | 757.2679
2024-12-15 09:00 | 1613.311 | 2679.5003 | 3495.885 | 8078.3096 | 3104.0823 | 5678.8785 | 2927.2639 | 846.3163 | 726.2386
2024-12-15 10:00 | 1575.8274 | 2636.3325 | 3517.9037 | 7988.8393 | 3077.9598 | 5544.4835 | 2947.1352 | 835.6709 | 737.6017
2024-12-15 11:00 | 1523.4544 | 2630.2355 | 3514.0104 | 7926.2797 | 3045.0934 | 5557.5488 | 2936.488 | 834.8408 | 743.9168
2024-12-15 12:00 | 1479.7499 | 2564.9218 | 3530.8563 | 7796.0929 | 2923.6784 | 5439.9821 | 2942.1029 | 827.3071 | 758.4447
2024-12-15 13:00 | 1464.8247 | 2599.2336 | 3540.9213 | 7743.6268 | 2864.3377 | 5481.6083 | 2903.9256 | 821.7246 | 739.0001
2024-12-15 14:00 | 1471.8699 | 2649.4182 | 3518.21 | 7553.0923 | 2839.5775 | 5519.8135 | 2921.149 | 826.6189 | 767.577
2024-12-15 15:00 | 1531.48 | 2701.9684 | 3542.7154 | 7712.5919 | 2907.8836 | 5648.311 | 2907.6673 | 862.1519 | 775.8492
2024-12-15 16:00 | 1583.875 | 2737.5662 | 3638.0857 | 7731.6289 | 2887.9156 | 5716.5694 | 3002.536 | 876.4996 | 798.3899
2024-12-15 17:00 | 1587.8347 | 2761.2148 | 3659.7234 | 7758.8687 | 2879.708 | 5764.5038 | 2993.9074 | 871.2628 | 772.5306
2024-12-15 18:00 | 1631.5786 | 2978.167 | 3726.7816 | 7856.1944 | 2855.5805 | 5983.4463 | 3022.2744 | 887.0808 | 789.311
2024-12-15 19:00 | 1604.8034 | 2945.1709 | 3687.5846 | 7816.3567 | 2805.9586 | 5607.3493 | 2937.6134 | 902.8481 | 816.6446
2024-12-15 20:00 | 1496.6057 | 2759.4287 | 3586.6396 | 7602.5708 | 2917.4088 | 5223.1426 | 2951.9007 | 874.4485 | 811.3391
2024-12-15 21:00 | 1293.1435 | 2594.6294 | 3520.2236 | 7111.2155 | 2772.6194 | 4889.8815 | 2946.4783 | 794.6465 | 779.3099
2024-12-15 22:00 | 1110.015 | 2496.6511 | 3440.4156 | 6456.1311 | 2395.4087 | 4488.6822 | 2884.3897 | 725.5073 | 754.9766
2024-12-15 23:00 | 1039.9264 | 2411.9446 | 3282.6367 | 5983.5385 | 2171.1043 | 4249.072 | 2848.3093 | 670.6252 | 705.2169
2024-12-16 | 981.3431 | 2357.9943 | 3102.739 | 5735.7636 | 2022.8536 | 4173.6969 | 2889.0574 | 645.2529 | 678.7328
2024-12-16 01:00 | 942.5231 | 2344.2986 | 3062.6172 | 5681.0509 | 1980.1789 | 4128.156 | 2861.1702 | 638.5294 | 635.2845
2024-12-16 02:00 | 928.0191 | 2303.2245 | 2931.0198 | 5612.6473 | 1921.326 | 4114.7838 | 2864.151 | 637.18 | 619.9032
2024-12-16 03:00 | 906.3635 | 2284.4153 | 2910.4425 | 5700.6906 | 1950.9851 | 4096.1911 | 2854.5724 | 634.9682 | 618.2316
2024-12-16 04:00 | 984.3758 | 2357.5083 | 3034.6352 | 6105.318 | 2076.8966 | 4390.7278 | 2888.0522 | 664.8214 | 621.7774
2024-12-16 05:00 | 1137.9314 | 2493.7277 | 3128.4645 | 6796.1744 | 2371.2803 | 4859.8407 | 2948.8638 | 723.9267 | 648.1761
2024-12-16 06:00 | 1285.2916 | 2538.4542 | 3180.7788 | 7242.2656 | 2605.1569 | 5179.3801 | 3015.0742 | 753.1101 | 694.7044
2024-12-16 07:00 | 1346.5183 | 2559.9742 | 3262.1377 | 7310.8903 | 2681.9152 | 5333.4517 | 2894.4096 | 766.6303 | 703.0138
2024-12-16 08:00 | 1413.1529 | 2702.7593 | 3413.975 | 7632.1106 | 2872.7806 | 5473.9938 | 2963.4711 | 805.7979 | 734.4085
2024-12-16 09:00 | 1397.1837 | 2771.5164 | 3485.1239 | 7716.7909 | 2928.9299 | 5508.1923 | 2980.4644 | 816.2807 | 708.9396
2024-12-16 10:00 | 1385.6988 | 2748.2185 | 3426.9528 | 7567.2915 | 2888.842 | 5377.9107 | 3025.8323 | 824.2785 | 728.735
2024-12-16 11:00 | 1352.3626 | 2704.0268 | 3406.7099 | 7423.9548 | 2890.6678 | 5276.7086 | 3067.7108 | 800.1732 | 734.6824
2024-12-16 12:00 | 1314.6154 | 2634.9325 | 3383.8288 | 7247.6679 | 2880.7237 | 5146.5783 | 3008.3071 | 779.7023 | 747.9374
2024-12-16 13:00 | 1268.563 | 2589.7197 | 3395.9013 | 7162.99 | 2829.2636 | 5067.691 | 2985.4545 | 760.048 | 716.7709
2024-12-16 14:00 | 1268.6214 | 2535.1375 | 3354.1888 | 7026.6238 | 2808.7045 | 5004.6153 | 2917.8334 | 754.032 | 726.4809
2024-12-16 15:00 | 1333.1323 | 2619.6111 | 3397.0881 | 7151.1951 | 2767.811 | 5116.5232 | 2957.8347 | 777.659 | 741.7772
2024-12-16 16:00 | 1370.5705 | 2657.463 | 3509.1433 | 7265.4237 | 2750.6748 | 5243.7475 | 3003.4423 | 807.6725 | 766.2194
2024-12-16 17:00 | 1432.7038 | 2786.9967 | 3558.3611 | 7405.4886 | 2757.7702 | 5377.6821 | 3017.8074 | 823.7176 | 772.2861
2024-12-16 18:00 | 1587.2616 | 2971.4683 | 3742.6327 | 7548.7317 | 2850.5947 | 5554.8542 | 2970.0358 | 871.2426 | 809.6729
2024-12-16 19:00 | 1608.3099 | 2887.4971 | 3611.0448 | 7329.4902 | 2684.3908 | 5362.39 | 2874.715 | 873.7962 | 805.4427
2024-12-16 20:00 | 1502.4961 | 2661.2773 | 3443.79 | 7082.7804 | 2751.7656 | 5051.4514 | 2889.203 | 854.0379 | 818.7706
2024-12-16 21:00 | 1322.1737 | 2474.4442 | 3311.2966 | 6618.8059 | 2622.4786 | 4659.1062 | 2893.1777 | 791.4255 | 742.1955
2024-12-16 22:00 | 1109.5137 | 2304.3431 | 3146.4006 | 5999.1871 | 2382.7488 | 4265.7318 | 2780.6514 | 721.9941 | 679.9532
2024-12-16 23:00 | 954.7491 | 2234.6033 | 2950.4799 | 5559.3054 | 2199.4521 | 4040.6816 | 2734.1372 | 665.6095 | 636.4156
2024-12-17 | 902.6918 | 2216.668 | 2905.3629 | 5327.73 | 2040.4522 | 3912.0587 | 2759.5818 | 658.2948 | 646.6711
2024-12-17 01:00 | 866.6443 | 2198.8797 | 2847.4168 | 5232.7251 | 1975.4116 | 3822.7147 | 2762.0526 | 642.8117 | 617.4817
2024-12-17 02:00 | 849.8667 | 2203.125 | 2829.5577 | 5165.3379 | 1931.9156 | 3784.8421 | 2746.5438 | 638.4914 | 621.3183
2024-12-17 03:00 | 854.5178 | 2209.4269 | 2870.5009 | 5201.4596 | 1921.9519 | 3831.6565 | 2741.788 | 644.293 | 607.3371
2024-12-17 04:00 | 915.8182 | 2275.4391 | 2893.4954 | 5378.5544 | 1939.2717 | 4014.7351 | 2744.9696 | 643.9547 | 625.0073
2024-12-17 05:00 | 1066.1017 | 2434.3257 | 3085.2901 | 5857.9653 | 2068.7893 | 4455.5806 | 2838.9294 | 682.4103 | 686.8978
2024-12-17 06:00 | 1194.3822 | 2463.021 | 3175.9624 | 6299.5694 | 2194.2572 | 4749.5615 | 2884.5897 | 707.6141 | 691.0086
2024-12-17 07:00 | 1223.9076 | 2451.6081 | 3140.5179 | 6528.0606 | 2279.6947 | 4794.8218 | 2785.929 | 732.8187 | 763.4801
2024-12-17 08:00 | 1336.6056 | 2534.6734 | 3215.2538 | 6882.2129 | 2481.0475 | 4895.8602 | 2825.5066 | 770.4449 | 827.4303
2024-12-17 09:00 | 1345.6394 | 2562.2219 | 3285.3185 | 7027.9546 | 2561.8883 | 5038.6773 | 2850.5449 | 781.047 | 798.4228
2024-12-17 10:00 | 1296.3626 | 2538.508 | 3253.367 | 6894.4245 | 2504.1788 | 4929.6721 | 2845.8767 | 765.2183 | 850.2177
2024-12-17 11:00 | 1298.2211 | 2523.0604 | 3220.5208 | 6815.5852 | 2482.0367 | 4823.6798 | 2847.3573 | 748.5515 | 796.0442
2024-12-17 12:00 | 1323.8469 | 2466.4445 | 3215.6337 | 6700.926 | 2341.2292 | 4749.2418 | 2807.9381 | 745.2173 | 781.7595
2024-12-17 13:00 | 1318.5902 | 2464.6198 | 3233.023 | 6691.3283 | 2298.3545 | 4735.4562 | 2824.7692 | 759.9552 | 802.5856
2024-12-17 14:00 | 1341.4415 | 2443.9382 | 3224.9142 | 6676.1459 | 2232.4985 | 4738.9536 | 2826.8105 | 729.5576 | 773.9737
2024-12-17 15:00 | 1386.7437 | 2524.4439 | 3210.0961 | 6860.7362 | 2283.5842 | 4792.0951 | 2892.6736 | 751.7557 | 759.4881
2024-12-17 16:00 | 1396.0159 | 2543.7538 | 3195.4601 | 6914.7465 | 2314.8017 | 4856.2016 | 2845.2396 | 765.5649 | 802.187
2024-12-17 17:00 | 1434.9108 | 2631.3832 | 3238.5287 | 6949.544 | 2398.4397 | 4956.9076 | 2812.4982 | 766.1332 | 770.9096
2024-12-17 18:00 | 1444.1249 | 2800.8756 | 3380.8107 | 7141.2583 | 2487.8029 | 5225.5173 | 2825.7351 | 791.8501 | 795.1887
2024-12-17 19:00 | 1375.2458 | 2837.3782 | 3327.5935 | 7084.216 | 2353.7635 | 5210.849 | 2755.4788 | 806.1222 | 783.8532
2024-12-17 20:00 | 1247.7372 | 2733.1996 | 3189.871 | 6862.567 | 2428.7286 | 4964.786 | 2765.599 | 792.763 | 799.3016
2024-12-17 21:00 | 1163.1463 | 2602.6684 | 3018.3005 | 6544.8485 | 2309.4285 | 4683.1997 | 2767.0492 | 756.2297 | 681.5266
2024-12-17 22:00 | 1034.4786 | 2434.2858 | 2938.6909 | 6069.3592 | 2094.809 | 4285.1018 | 2721.6412 | 700.2991 | 593.9196
2024-12-17 23:00 | 945.7524 | 2307.8333 | 2896.8774 | 5581.8939 | 1893.8944 | 3975.6367 | 2647.9091 | 666.0222 | 552.626
2024-12-18 | 919.1482 | 2247.2193 | 2806.2879 | 5293.805 | 1799.4862 | 3884.1098 | 2600.402 | 629.5012 | 549.8767
2024-12-18 01:00 | 856.0866 | 2241.5562 | 2845.1517 | 5187.4749 | 1768.5555 | 3874.9842 | 2589.6957 | 613.6417 | 554.7423
2024-12-18 02:00 | 812.1388 | 2224.1623 | 2835.3177 | 5096.2213 | 1737.9162 | 3885.8687 | 2563.8625 | 601.3466 | 571.2404
2024-12-18 03:00 | 806.9698 | 2238.7548 | 2805.5845 | 5143.7696 | 1736.5408 | 3941.6095 | 2549.0908 | 616.9596 | 587.7456
2024-12-18 04:00 | 833.7196 | 2357.2595 | 2978.6525 | 5413.6521 | 1886.3085 | 4194.5457 | 2683.6203 | 636.358 | 577.3649
2024-12-18 05:00 | 970.6343 | 2475.1753 | 3151.9113 | 5858.5727 | 1994.2398 | 4570.8407 | 2793.451 | 675.6642 | 641.1426
2024-12-18 06:00 | 1095.4864 | 2468.0341 | 3161.0548 | 6201.2218 | 2123.8058 | 4770.6736 | 2771.0076 | 703.6418 | 711.3924
2024-12-18 07:00 | 1220.9492 | 2414.4079 | 3115.5137 | 6387.3303 | 2256.5566 | 4878.8486 | 2594.6063 | 715.4577 | 648.3459
2024-12-18 08:00 | 1315.4959 | 2467.3017 | 3149.8366 | 6771.9424 | 2472.2727 | 5039.3688 | 2600.6159 | 760.4501 | 709.0545
2024-12-18 09:00 | 1339.2471 | 2504.2465 | 3260.0612 | 6976.8342 | 2542.8208 | 5075.6994 | 2634.2563 | 789.0545 | 763.1555
2024-12-18 10:00 | 1310.4885 | 2495.838 | 3346.4439 | 6964.9547 | 2557.4653 | 5019.8555 | 2594.8311 | 782.9665 | 746.7927
2024-12-18 11:00 | 1307.0991 | 2472.9729 | 3261.5442 | 6831.0612 | 2575.785 | 4894.8798 | 2617.8508 | 737.2013 | 810.1805
2024-12-18 12:00 | 1300.4707 | 2449.5043 | 3208.0388 | 6645.6319 | 2470.1941 | 4798.8512 | 2593.3768 | 732.4683 | 787.631
2024-12-18 13:00 | 1273.9899 | 2458.9918 | 3218.462 | 6595.8775 | 2314.732 | 4784.642 | 2631.0826 | 713.8776 | 846.0617
2024-12-18 14:00 | 1316.7108 | 2453.425 | 3113.3772 | 6562.1781 | 2204.056 | 4849.9925 | 2664.1712 | 706.1737 | 834.7233
2024-12-18 15:00 | 1404.48 | 2495.8527 | 3082.9356 | 6646.5185 | 2160.8487 | 4922.8278 | 2719.6007 | 750.5875 | 695.7672
2024-12-18 16:00 | 1450.9864 | 2534.9276 | 3147.1352 | 6634.231 | 2173.5445 | 4956.7605 | 2633.7363 | 766.2946 | 760.108
2024-12-18 17:00 | 1495.4124 | 2621.8045 | 3137.2818 | 6650.2894 | 2210.8681 | 5022.4494 | 2680.9966 | 763.2592 | 720.4768
2024-12-18 18:00 | 1523.9206 | 2769.3045 | 3234.168 | 6743.5059 | 2266.3261 | 5144.7501 | 2746.0813 | 789.0422 | 787.7399
2024-12-18 19:00 | 1428.8494 | 2816.8113 | 3145.7138 | 6700.8789 | 2212.8692 | 4912.0454 | 2667.0794 | 798.6383 | 762.5519
2024-12-18 20:00 | 1339.144 | 2781.0619 | 3146.5352 | 6588.9855 | 2309.7166 | 4739.1029 | 2752.741 | 794.4244 | 734.9184
2024-12-18 21:00 | 1201.6327 | 2592.7343 | 3027.2176 | 6150.1066 | 2245.324 | 4403.8808 | 2795.5509 | 719.4362 | 700.6457
2024-12-18 22:00 | 1056.7176 | 2469.5739 | 2890.2606 | 5680.5044 | 2034.1635 | 4092.1854 | 2760.5535 | 654.35 | 659.1189
2024-12-18 23:00 | 936.2549 | 2316.0434 | 2857.0256 | 5311.7787 | 1779.9091 | 3804.5876 | 2723.8491 | 621.4712 | 579.4173
2024-12-19 | 847.9001 | 2303.5811 | 2796.4453 | 5055.7752 | 1634.6718 | 3683.4237 | 2680.7456 | 599.0384 | 562.5609
2024-12-19 01:00 | 792.4933 | 2250.6622 | 2747.6766 | 4895.9601 | 1630.3248 | 3678.7678 | 2680.9069 | 578.5574 | 560.5027
2024-12-19 02:00 | 795.7306 | 2248.4695 | 2755.1771 | 4900.3153 | 1668.3318 | 3670.3205 | 2641.3989 | 574.0016 | 551.644
2024-12-19 03:00 | 784.0524 | 2210.077 | 2726.9958 | 4916.4706 | 1645.96 | 3684.0139 | 2599.1223 | 570.5116 | 576.3246
2024-12-19 04:00 | 836.7157 | 2276.3845 | 2699.7703 | 5200.0225 | 1790.5512 | 3920.0325 | 2666.5844 | 584.8989 | 562.4738
2024-12-19 05:00 | 938.8488 | 2354.6015 | 2852.8867 | 5717.2422 | 1946.0806 | 4324.9556 | 2682.2777 | 646.7377 | 618.4121
2024-12-19 06:00 | 1044.4273 | 2333.0222 | 2841.6374 | 6023.8497 | 2178.7961 | 4551.0746 | 2737.0644 | 649.2576 | 595.6156
2024-12-19 07:00 | 1137.2866 | 2357.4439 | 2844.3214 | 6092.1284 | 2319.0803 | 4609.459 | 2616.4265 | 661.4865 | 571.9936
2024-12-19 08:00 | 1246.1143 | 2426.9166 | 2926.0688 | 6422.0918 | 2385.6307 | 4817.7658 | 2615.3857 | 715.0532 | 577.7764
2024-12-19 09:00 | 1246.4045 | 2440.2729 | 2965.6778 | 6597.9304 | 2439.3514 | 4877.1474 | 2633.139 | 734.5009 | 600.2857
2024-12-19 10:00 | 1250.9655 | 2407.4073 | 2984.2881 | 6540.2484 | 2454.2134 | 4809.3258 | 2626.145 | 710.516 | 564.5887
2024-12-19 11:00 | 1244.8436 | 2358.6944 | 2936.8603 | 6478.9903 | 2462.8303 | 4703.6603 | 2612.6457 | 674.8607 | 530.2018
2024-12-19 12:00 | 1196.1747 | 2319.0127 | 2888.4826 | 6311.1265 | 2329.787 | 4597.9745 | 2560.5307 | 677.3739 | 602.408
2024-12-19 13:00 | 1181.9413 | 2255.4365 | 2870.8982 | 6275.34 | 2305.0772 | 4491.3219 | 2503.8596 | 675.427 | 647.048
2024-12-19 14:00 | 1176.5955 | 2219.6033 | 2783.8065 | 6140.1135 | 2319.3173 | 4406.5207 | 2474.4096 | 695.1072 | 625.4158
2024-12-19 15:00 | 1172.9211 | 2262.8087 | 2791.206 | 6187.576 | 2265.3039 | 4470.3707 | 2505.0363 | 699.6097 | 600.4975
2024-12-19 16:00 | 1177.1809 | 2244.6055 | 2801.916 | 6158.5969 | 2253.2098 | 4482.8997 | 2486.1013 | 700.7207 | 706.2733
2024-12-19 17:00 | 1196.935 | 2332.3563 | 2885.3026 | 6189.4123 | 2179.9345 | 4600.5273 | 2458.6398 | 701.5833 | 841.1754
2024-12-19 18:00 | 1218.9578 | 2513.1751 | 3062.259 | 6360.6268 | 2212.4341 | 4738.7466 | 2527.5565 | 716.5459 | 829.2634
2024-12-19 19:00 | 1167.9096 | 2562.302 | 3043.5506 | 6363.6041 | 2111.1977 | 4603.4126 | 2452.6769 | 718.8429 | 812.886
2024-12-19 20:00 | 1115.4518 | 2489.6161 | 2986.9404 | 6271.7713 | 2213.2861 | 4339.5908 | 2501.5812 | 700.2735 | 824.4374
2024-12-19 21:00 | 990.4792 | 2365.1655 | 2948.6087 | 5913.9723 | 2067.9769 | 4112.9937 | 2567.4965 | 646.904 | 834.3792
2024-12-19 22:00 | 843.1274 | 2258.7919 | 2845.3542 | 5391.8581 | 1867.7141 | 3805.4196 | 2558.8683 | 597.0376 | 793.3158
2024-12-19 23:00 | 768.1085 | 2168.4312 | 2738.4791 | 5002.5271 | 1644.2929 | 3574.1098 | 2495.3996 | 565.1304 | 702.9612
2024-12-20 | 728.7045 | 2157.3107 | 2734.0317 | 4768.2909 | 1533.0009 | 3478.9331 | 2494.2962 | 560.4319 | 743.6897
2024-12-20 01:00 | 707.4196 | 2112.2359 | 2750.3378 | 4695.1344 | 1532.7293 | 3443.4286 | 2477.6052 | 547.0374 | 747.269
2024-12-20 02:00 | 706.2983 | 2083.8603 | 2700.1848 | 4697.7837 | 1520.1602 | 3418.3158 | 2424.9695 | 540.4464 | 737.8505
2024-12-20 03:00 | 715.5408 | 2065.851 | 2702.0592 | 4779.4209 | 1536.5939 | 3471.7415 | 2433.2517 | 536.8188 | 765.4974
2024-12-20 04:00 | 763.6465 | 2163.3178 | 2744.2295 | 5109.3925 | 1687.709 | 3733.8659 | 2497.6688 | 555.9405 | 774.8511
2024-12-20 05:00 | 902.2694 | 2236.7006 | 2793.0458 | 5649.212 | 1931.2174 | 4068.9418 | 2602.3445 | 608.9165 | 803.1553
2024-12-20 06:00 | 1033.7014 | 2219.461 | 2811.7854 | 5992.7301 | 2093.4757 | 4262.8003 | 2655.3275 | 627.5004 | 737.9556
2024-12-20 07:00 | 1117.3968 | 2262.3639 | 2879.4596 | 6070.6569 | 2179.5354 | 4443.7716 | 2516.7551 | 652.7676 | 658.3653
2024-12-20 08:00 | 1207.8479 | 2364.8421 | 2987.8558 | 6365.2674 | 2363.9033 | 4679.9365 | 2607.6819 | 681.3547 | 654.6822
2024-12-20 09:00 | 1247.3212 | 2418.6276 | 3028.8333 | 6669.2151 | 2512.6463 | 4946.6488 | 2722.8911 | 698.3285 | 561.302
2024-12-20 10:00 | 1262.5862 | 2498.7884 | 3109.8128 | 6846.6166 | 2570.1782 | 4922.9026 | 2783.0808 | 712.6373 | 506.4499
2024-12-20 11:00 | 1235.1423 | 2513.9996 | 3147.3396 | 6784.3498 | 2480.9807 | 4929.0027 | 2747.7951 | 708.0624 | 532.5648
2024-12-20 12:00 | 1192.1307 | 2426.0537 | 3135.2615 | 6693.5203 | 2384.6851 | 4849.5534 | 2709.7083 | 707.9514 | 545.177
2024-12-20 13:00 | 1166.9492 | 2334.7173 | 3098.0135 | 6637.4563 | 2372.6748 | 4771.6777 | 2692.2845 | 702.4202 | 570.5506
2024-12-20 14:00 | 1147.8385 | 2273.3396 | 3042.0421 | 6522.6747 | 2380.1077 | 4704.4971 | 2632.5311 | 695.6692 | 589.8264
2024-12-20 15:00 | 1226.027 | 2382.8088 | 3105.1878 | 6630.1466 | 2398.3096 | 4790.3899 | 2602.0205 | 715.1992 | 604.2772
2024-12-20 16:00 | 1263.9062 | 2489.5843 | 3201.6079 | 6651.7383 | 2377.8726 | 4889.5303 | 2632.4847 | 735.7143 | 721.2937
2024-12-20 17:00 | 1258.6395 | 2579.5257 | 3218.7029 | 6655.2265 | 2446.3982 | 4954.2893 | 2638.5159 | 730.2414 | 836.282
2024-12-20 18:00 | 1317.8505 | 2775.2725 | 3369.6775 | 6837.5622 | 2577.8566 | 5123.8082 | 2690.7118 | 765.7803 | 884.5495
2024-12-20 19:00 | 1352.4141 | 2792.9044 | 3321.9328 | 6744.4823 | 2514.2511 | 4897.1076 | 2611.9667 | 782.9846 | 905.8938
2024-12-20 20:00 | 1357.7559 | 2645.799 | 3194.6294 | 6505.2025 | 2533.3429 | 4588.8017 | 2640.5456 | 777.0378 | 919.0521
2024-12-20 21:00 | 1168.4293 | 2521.3291 | 3089.5332 | 6053.1368 | 2308.6703 | 4269.5528 | 2676.7633 | 704.5811 | 912.1438
2024-12-20 22:00 | 954.6627 | 2361.7658 | 2974.8235 | 5512.3499 | 2051.8288 | 3898.7594 | 2670.8847 | 639.8825 | 851.4274
2024-12-20 23:00 | 833.8087 | 2252.2099 | 2837.9794 | 5095.8245 | 1872.6415 | 3660.0223 | 2625.4148 | 593.958 | 721.0521
2024-12-21 | 771.625 | 2208.9394 | 2847.0425 | 4909.6689 | 1726.4346 | 3555.8688 | 2614.8259 | 578.7028 | 624.6808
2024-12-21 01:00 | 749.3146 | 2197.646 | 2868.7971 | 4897.5308 | 1671.9705 | 3558.6988 | 2596.1878 | 581.3415 | 647.1092
2024-12-21 02:00 | 737.9785 | 2177.2763 | 2791.5352 | 4895.0783 | 1625.652 | 3590.3925 | 2600.6303 | 574.6082 | 631.927
2024-12-21 03:00 | 735.9342 | 2198.8626 | 2769.9546 | 5010.8999 | 1636.3253 | 3680.2164 | 2556.0818 | 574.9089 | 619.8608
2024-12-21 04:00 | 805.9606 | 2288.2896 | 2883.757 | 5342.0125 | 1713.3168 | 3927.5118 | 2597.6402 | 606.1465 | 643.881
2024-12-21 05:00 | 957.4343 | 2356.7823 | 2980.8201 | 5915.9223 | 1996.0606 | 4381.8387 | 2702.1949 | 653.408 | 688.2326
2024-12-21 06:00 | 1113.8359 | 2433.7315 | 2963.7462 | 6277.7499 | 2194.0464 | 4697.9309 | 2734.0967 | 675.9382 | 709.7406
2024-12-21 07:00 | 1182.1388 | 2417.9738 | 2985.5775 | 6389.9595 | 2353.3748 | 4804.6933 | 2664.4652 | 690.5195 | 633.7228
2024-12-21 08:00 | 1250.1733 | 2547.5782 | 3010.4963 | 6723.5267 | 2600.2925 | 4951.0665 | 2708.4647 | 721.89 | 659.2144
2024-12-21 09:00 | 1255.2793 | 2593.3542 | 3038.1075 | 6898.4997 | 2630.5374 | 4973.5376 | 2725.2986 | 738.4667 | 735.8514
2024-12-21 10:00 | 1254.127 | 2610.0419 | 3158.4743 | 6919.0053 | 2662.0063 | 4867.302 | 2778.7576 | 739.3994 | 735.5117
2024-12-21 11:00 | 1233.6252 | 2579.0385 | 3197.0165 | 6852.1264 | 2670.7969 | 4800.8273 | 2709.2542 | 722.8861 | 739.5428
2024-12-21 12:00 | 1219.2751 | 2474.7139 | 3156.9488 | 6747.9949 | 2710.3785 | 4741.2798 | 2708.3589 | 719.5023 | 748.6599
2024-12-21 13:00 | 1213.0503 | 2468.4294 | 3249.6966 | 6771.0581 | 2696.0821 | 4797.7432 | 2754.5463 | 731.225 | 795.4237
2024-12-21 14:00 | 1226.1753 | 2505.808 | 3217.6457 | 6775.6366 | 2704.6096 | 4756.4732 | 2747.9217 | 728.2213 | 762.2622
2024-12-21 15:00 | 1285.266 | 2562.6567 | 3278.1822 | 6903.1426 | 2693.6864 | 4836.8026 | 2782.958 | 760.7208 | 756.5675
2024-12-21 16:00 | 1324.5137 | 2606.4547 | 3324.9419 | 6966.9494 | 2717.4067 | 4905.9304 | 2803.1088 | 770.2305 | 735.6326
2024-12-21 17:00 | 1383.9761 | 2642.5287 | 3347.317 | 6981.3417 | 2699.2635 | 5055.911 | 2818.1258 | 782.3041 | 809.3813
2024-12-21 18:00 | 1522.8371 | 2803.3913 | 3505.0691 | 7008.1097 | 2752.6957 | 5240.3377 | 2770.0072 | 821.4651 | 857.6266
2024-12-21 19:00 | 1532.5098 | 2821.1216 | 3408.4085 | 6849.8846 | 2656.7157 | 5094.4303 | 2668.523 | 821.3345 | 810.0297
2024-12-21 20:00 | 1464.3664 | 2638.361 | 3262.5721 | 6623.6756 | 2677.7132 | 4809.5666 | 2689.9948 | 800.6123 | 824.9364
2024-12-21 21:00 | 1249.8081 | 2489.7783 | 3176.6522 | 6200.216 | 2456.6535 | 4497.6369 | 2742.5573 | 752.2488 | 783.311
2024-12-21 22:00 | 1039.3611 | 2321.3166 | 3023.0159 | 5635.3756 | 2240.0324 | 4106.6423 | 2722.9042 | 677.9638 | 725.6232
2024-12-21 23:00 | 919.8765 | 2160.8857 | 2840.2096 | 5240.9531 | 2039.5998 | 3850.9189 | 2674.3788 | 604.4514 | 631.1039
2024-12-22 | 841.1099 | 2194.4732 | 2793.6325 | 5026.0856 | 1926.709 | 3742.7221 | 2639.7404 | 590.3455 | 615.0384
2024-12-22 01:00 | 816.376 | 2183.2504 | 2808.903 | 4908.0394 | 1883.6546 | 3690.7469 | 2620.0089 | 576.6509 | 628.7512
2024-12-22 02:00 | 782.4939 | 2137.4004 | 2789.7745 | 4847.2256 | 1835.1975 | 3614.3197 | 2611.6044 | 571.9979 | 628.3469
2024-12-22 03:00 | 787.3821 | 2115.158 | 2760.8134 | 4956.7554 | 1844.0666 | 3720.2625 | 2613.4972 | 581.5214 | 607.8631
2024-12-22 04:00 | 849.3135 | 2162.0772 | 2864.716 | 5339.2309 | 1915.7696 | 3983.4961 | 2664.9454 | 608.4674 | 623.8689
2024-12-22 05:00 | 981.3433 | 2316.7755 | 3086.4253 | 5812.3945 | 2068.7095 | 4395.0899 | 2678.564 | 670.2377 | 654.836
2024-12-22 06:00 | 1107.8993 | 2336.3942 | 3147.0644 | 6101.2346 | 2352.6731 | 4701.6585 | 2729.9947 | 700.9502 | 639.0826
2024-12-22 07:00 | 1159.0769 | 2371.4996 | 3093.2135 | 6273.8502 | 2521.4398 | 4725.7682 | 2657.443 | 701.7238 | 691.3368
2024-12-22 08:00 | 1222.8843 | 2504.5897 | 3203.2543 | 6666.252 | 2692.9931 | 4941.339 | 2738.3062 | 745.4142 | 808.6043
2024-12-22 09:00 | 1231.3688 | 2540.8586 | 3268.516 | 6844.6664 | 2793.3418 | 5013.2121 | 2780.3624 | 770.9699 | 846.1752
2024-12-22 10:00 | 1277.9735 | 2468.6464 | 3275.3873 | 6879.9771 | 2807.1238 | 5005.1326 | 2794.3741 | 785.2142 | 801.0623
2024-12-22 11:00 | 1294.8311 | 2480.2064 | 3299.9781 | 6860.0981 | 2747.4171 | 4994.2311 | 2795.9729 | 775.7877 | 800.6575
2024-12-22 12:00 | 1298.9882 | 2451.4416 | 3296.2158 | 6825.1445 | 2739.8581 | 4999.0533 | 2765.4928 | 771.3024 | 784.8406
2024-12-22 13:00 | 1305.286 | 2466.9985 | 3317.0061 | 6834.1255 | 2690.806 | 5005.0447 | 2768.3618 | 771.816 | 740.3585
2024-12-22 14:00 | 1329.6524 | 2504.8318 | 3287.5234 | 6785.8132 | 2692.5988 | 4993.4774 | 2734.1226 | 761.1878 | 742.3622
2024-12-22 15:00 | 1377.2636 | 2572.753 | 3271.2993 | 6884.0121 | 2741.5411 | 5108.785 | 2738.6777 | 782.1249 | 767.4159
2024-12-22 16:00 | 1470.3675 | 2596.8029 | 3355.9317 | 6887.0581 | 2770.2746 | 5094.8017 | 2757.1119 | 781.7633 | 800.4245
2024-12-22 17:00 | 1479.8848 | 2635.0679 | 3368.8224 | 6974.7741 | 2789.2903 | 5096.3912 | 2749.7628 | 800.807 | 769.912
2024-12-22 18:00 | 1476.3891 | 2879.1991 | 3513.4261 | 7126.5254 | 2872.7678 | 5310.648 | 2720.4558 | 836.9988 | 760.8976
2024-12-22 19:00 | 1413.1898 | 2897.0859 | 3435.2017 | 6910.7089 | 2721.0984 | 5155.2096 | 2629.7904 | 813.7942 | 731.8059
2024-12-22 20:00 | 1344.4925 | 2733.3642 | 3312.1803 | 6635.8237 | 2786.5244 | 4855.3074 | 2680.7254 | 755.7702 | 688.5437
2024-12-22 21:00 | 1167.5605 | 2523.7525 | 3167.9892 | 6173.688 | 2608.7498 | 4552.4973 | 2624.7158 | 666.7374 | 626.7469
2024-12-22 22:00 | 970.0603 | 2328.2507 | 3024.7231 | 5605.1656 | 2293.3875 | 4172.4669 | 2515.2471 | 591.644 | 617.5749
2024-12-22 23:00 | 875.7099 | 2201.094 | 2931.5395 | 5164.4598 | 2056.4818 | 3885.9078 | 2442.7508 | 552.0066 | 602.8085
2024-12-23 | 855.1938 | 2142.7622 | 2869.9564 | 4924.6069 | 1931.8482 | 3756.3652 | 2417.3959 | 544.6253 | 634.1508
2024-12-23 01:00 | 917.9039 | 2137.829 | 2884.7868 | 4861.5422 | 1902.0883 | 3727.4213 | 2390.5255 | 544.8248 | 581.6641
2024-12-23 02:00 | 940.2293 | 2135.2043 | 2809.2647 | 4870.6875 | 1855.6384 | 3686.348 | 2388.6263 | 545.2407 | 629.0437
2024-12-23 03:00 | 886.036 | 2127.1085 | 2847.5437 | 4921.2345 | 1800.8008 | 3781.6955 | 2368.6016 | 555.9755 | 605.501
2024-12-23 04:00 | 889.9738 | 2213.6402 | 2958.3567 | 5255.4902 | 1934.4116 | 4049.3758 | 2433.2407 | 580.4994 | 603.9595
2024-12-23 05:00 | 991.3529 | 2315.1366 | 3086.7822 | 5736.8228 | 2194.2708 | 4435.823 | 2527.7528 | 644.7283 | 609.7773
2024-12-23 06:00 | 1113.3117 | 2339.0942 | 3142.7999 | 6072.8067 | 2337.4347 | 4728.7786 | 2538.4356 | 674.18 | 643.8864
2024-12-23 07:00 | 1217.9713 | 2324.8034 | 3123.6138 | 6244.9745 | 2447.9663 | 4867.7406 | 2501.545 | 697.0289 | 580.4832
2024-12-23 08:00 | 1314.2675 | 2457.2047 | 3212.2329 | 6505.2993 | 2670.6145 | 5043.2789 | 2506.7276 | 733.7694 | 689.302
2024-12-23 09:00 | 1373.5911 | 2546.4111 | 3323.88 | 6769.4085 | 2748.4835 | 5155.8274 | 2561.5449 | 736.9252 | 697.7239
2024-12-23 10:00 | 1321.3733 | 2535.764 | 3422.043 | 6872.4613 | 2776.2409 | 5129.823 | 2548.517 | 736.6923 | 681.5941
2024-12-23 11:00 | 1320.4558 | 2515.4349 | 3347.4769 | 6810.6004 | 2750.2388 | 5099.1919 | 2556.7401 | 733.1913 | 735.7609
2024-12-23 12:00 | 1297.5003 | 2503.8117 | 3318.9542 | 6715.4378 | 2705.4616 | 5082.4538 | 2545.8595 | 712.9257 | 732.2856
2024-12-23 13:00 | 1272.0251 | 2483.1684 | 3325.9587 | 6744.6173 | 2661.6592 | 5152.2508 | 2517.6655 | 695.3671 | 730.9068
2024-12-23 14:00 | 1277.0741 | 2489.7365 | 3348.4769 | 6705.4672 | 2603.2405 | 5105.6598 | 2474.2265 | 705.6458 | 668.3702
2024-12-23 15:00 | 1286.5806 | 2538.7203 | 3438.0673 | 6852.4292 | 2691.2673 | 5179.0938 | 2489.853 | 721.9296 | 712.7107
2024-12-23 16:00 | 1339.4352 | 2656.7788 | 3561.9921 | 6917.4833 | 2660.472 | 5247.2616 | 2505.1869 | 737.3316 | 753.1815
2024-12-23 17:00 | 1359.8951 | 2774.6668 | 3704.8227 | 6890.2594 | 2701.5157 | 5292.3557 | 2513.1455 | 759.2788 | 743.0529
2024-12-23 18:00 | 1397.8285 | 2951.679 | 3735.7931 | 6980.1503 | 2749.6932 | 5318.93 | 2564.8531 | 787.8572 | 803.0972
2024-12-23 19:00 | 1398.5158 | 2971.3516 | 3511.1722 | 6769.3505 | 2662.1875 | 5231.3016 | 2466.5028 | 798.2487 | 760.3056
2024-12-23 20:00 | 1364.8415 | 2819.8191 | 3299.3012 | 6501.1602 | 2742.6967 | 4941.9789 | 2448.9693 | 762.0105 | 763.5819
2024-12-23 21:00 | 1207.5695 | 2621.5047 | 3201.3974 | 6094.4725 | 2568.1496 | 4633.9624 | 2432.8887 | 682.4675 | 648.6224
2024-12-23 22:00 | 1037.6467 | 2470.7102 | 3055.1126 | 5587.3241 | 2359.6135 | 4265.4508 | 2335.6872 | 616.7586 | 615.2006
2024-12-23 23:00 | 940.4658 | 2340.3422 | 2871.2145 | 5177.9026 | 2163.5672 | 4039.5454 | 2260.4527 | 557.6709 | 623.1329
2024-12-24 | 877.4383 | 2262.8375 | 2824.8082 | 4928.8094 | 2047.3847 | 3849.2289 | 2214.4555 | 516.1418 | 594.3062
2024-12-24 01:00 | 927.002 | 2265.6665 | 2779.5723 | 4885.8354 | 1968.0762 | 3786.1308 | 2178.4843 | 511.181 | 603.6418
2024-12-24 02:00 | 895.4536 | 2286.1458 | 2781.4361 | 4851.1252 | 1936.3386 | 3785.0471 | 2158.4478 | 498.2113 | 574.259
2024-12-24 03:00 | 850.2044 | 2297.3183 | 2808.3167 | 4943.9616 | 1935.7753 | 3802.7298 | 2173.7131 | 490.7288 | 575.8716
2024-12-24 04:00 | 910.7739 | 2360.4378 | 2871.6953 | 5253.3391 | 2014.6611 | 3955.7524 | 2252.8264 | 522.9192 | 600.3113
2024-12-24 05:00 | 1037.4163 | 2513.309 | 3019.5741 | 5693.7453 | 2210.7538 | 4336.743 | 2423.1488 | 577.0574 | 610.6788
2024-12-24 06:00 | 1130.5205 | 2559.9743 | 3048.271 | 5985.6186 | 2301.7641 | 4678.5432 | 2418.5569 | 612.4974 | 643.735
2024-12-24 07:00 | 1190.2409 | 2540.7628 | 2991.237 | 6061.4414 | 2390.5191 | 4731.0263 | 2295.4082 | 621.4051 | 759.6932
2024-12-24 08:00 | 1312.5029 | 2670.5841 | 3214.9092 | 6496.4669 | 2558.8239 | 4982.7229 | 2295.5254 | 659.5257 | 750.0843
2024-12-24 09:00 | 1346.1514 | 2736.6913 | 3274.2944 | 6674.4083 | 2706.3007 | 5121.8648 | 2344.3512 | 671.5967 | 745.5533
2024-12-24 10:00 | 1330.9705 | 2772.1847 | 3227.1346 | 6695.6098 | 2624.0702 | 5103.7074 | 2368.1053 | 668.9247 | 745.4815
2024-12-24 11:00 | 1308.3749 | 2736.0568 | 3225.9988 | 6556.8135 | 2575.2912 | 4965.7597 | 2381.2526 | 657.0466 | 764.7614
2024-12-24 12:00 | 1347.401 | 2682.0264 | 3202.7182 | 6475.6316 | 2513.082 | 4951.1177 | 2284.1597 | 645.507 | 744.2583
2024-12-24 13:00 | 1379.6718 | 2619.2012 | 3250.3167 | 6423.0779 | 2423.1174 | 4953.4222 | 2345.0076 | 643.2687 | 700.1969
2024-12-24 14:00 | 1382.593 | 2594.5604 | 3227.1404 | 6333.8198 | 2384.3476 | 4917.7854 | 2348.3618 | 629.5235 | 665.9691
2024-12-24 15:00 | 1339.9394 | 2625.2687 | 3231.8544 | 6460.9758 | 2422.725 | 5013.6908 | 2409.473 | 641.9161 | 748.2769
2024-12-24 16:00 | 1370.5344 | 2757.0364 | 3276.6557 | 6546.1368 | 2380.1716 | 5028.6572 | 2466.8219 | 672.1397 | 741.3506
2024-12-24 17:00 | 1379.6164 | 2802.6073 | 3260.1937 | 6630.3089 | 2440.6694 | 5060.135 | 2449.2963 | 685.3764 | 749.2511
2024-12-24 18:00 | 1422.316 | 2871.4597 | 3357.8457 | 6821.0613 | 2583.8265 | 5322.8923 | 2513.4667 | 727.9878 | 704.1354
2024-12-24 19:00 | 1398.724 | 2877.3137 | 3334.0692 | 6617.7487 | 2463.4015 | 5183.0042 | 2426.7539 | 747.5667 | 686.5938
2024-12-24 20:00 | 1332.4522 | 2695.1464 | 3196.1425 | 6421.8282 | 2566.5552 | 4938.6711 | 2387.547 | 742.0274 | 699.5021
2024-12-24 21:00 | 1161.6177 | 2564.9006 | 3121.5506 | 6107.9205 | 2462.9433 | 4616.3263 | 2387.0521 | 670.8026 | 660.4708
2024-12-24 22:00 | 967.637 | 2382.1505 | 3055.1835 | 5572.9503 | 2241.3639 | 4281.4476 | 2284.2144 | 599.6525 | 584.9832
2024-12-24 23:00 | 866.5021 | 2302.5873 | 2934.2128 | 5197.3664 | 2006.4713 | 4018.901 | 2249.6323 | 552.0601 | 591.8962
2024-12-25 | 818.3941 | 2223.5084 | 2847.3825 | 5045.1209 | 1908.1752 | 3886.1666 | 2232.9016 | 528.4277 | 573.8428
2024-12-25 01:00 | 802.5998 | 2210.8373 | 2846.4247 | 4952.1288 | 1874.9699 | 3820.0958 | 2233.4106 | 498.256 | 589.9585
2024-12-25 02:00 | 778.8693 | 2205.3934 | 2807.9746 | 4892.1996 | 1813.9162 | 3780.553 | 2219.599 | 485.3621 | 649.3294
2024-12-25 03:00 | 777.7115 | 2209.1641 | 2816.7547 | 4899.7165 | 1850.7505 | 3780.3546 | 2246.9626 | 494.7142 | 651.3824
2024-12-25 04:00 | 828.9889 | 2323.9669 | 2893.2497 | 5147.5877 | 1915.8822 | 4005.6801 | 2314.2779 | 508.3421 | 662.6552
2024-12-25 05:00 | 951.3196 | 2458.6156 | 3024.9507 | 5468.278 | 2077.4192 | 4395.0202 | 2432.0785 | 549.7882 | 648.1976
2024-12-25 06:00 | 1096.7037 | 2466.0881 | 3060.4875 | 5715.6014 | 2242.0064 | 4633.2774 | 2453.8105 | 581.2814 | 696.3332
2024-12-25 07:00 | 1194.3794 | 2470.7444 | 3031.7425 | 5927.4359 | 2315.1247 | 4746.8603 | 2288.4971 | 617.0301 | 699.5629
2024-12-25 08:00 | 1309.4685 | 2572.1709 | 3108.3748 | 6251.5739 | 2437.0265 | 4898.0522 | 2330.4763 | 636.5941 | 715.5104
2024-12-25 09:00 | 1321.8664 | 2622.6522 | 3197.3334 | 6510.5749 | 2542.0391 | 4968.6446 | 2410.4728 | 641.4083 | 753.0574
2024-12-25 10:00 | 1253.1534 | 2598.69 | 3153.9645 | 6367.9102 | 2534.0043 | 4815.0126 | 2358.2448 | 629.9733 | 722.483
2024-12-25 11:00 | 1234.1471 | 2574.4062 | 3155.8545 | 6335.7665 | 2582.0129 | 4839.2803 | 2349.6953 | 638.7638 | 803.1176
2024-12-25 12:00 | 1197.5367 | 2566.6759 | 3062.0368 | 6275.357 | 2493.5869 | 4793.674 | 2352.4587 | 631.1579 | 802.2873
2024-12-25 13:00 | 1195.9543 | 2533.3246 | 3072.6096 | 6262.141 | 2408.571 | 4776.6035 | 2357.5024 | 626.9848 | 777.8332
2024-12-25 14:00 | 1188.5923 | 2525.0195 | 3013.8792 | 6180.1 | 2279.3654 | 4693.3497 | 2330.8595 | 623.0217 | 736.8407
2024-12-25 15:00 | 1234.557 | 2529.8638 | 3061.7214 | 6135.2811 | 2261.6848 | 4720.2049 | 2339.7305 | 626.8869 | 750.0215
2024-12-25 16:00 | 1277.7978 | 2604.933 | 3090.8175 | 6206.6873 | 2294.5484 | 4797.884 | 2325.5007 | 635.9787 | 760.3252
2024-12-25 17:00 | 1354.8314 | 2625.5728 | 3059.3094 | 6193.8727 | 2275.3682 | 4831.2296 | 2298.7116 | 651.2978 | 770.6231
2024-12-25 18:00 | 1534.8046 | 2831.8172 | 3062.6091 | 6407.7541 | 2437.6395 | 5046.0918 | 2362.1611 | 701.5137 | 696.5586
2024-12-25 19:00 | 1567.6631 | 2916.0548 | 3042.5636 | 6326.6647 | 2432.2838 | 4957.871 | 2367.9037 | 719.3513 | 695.4572
2024-12-25 20:00 | 1437.988 | 2787.7267 | 2985.7653 | 6112.2245 | 2528.03 | 4762.6841 | 2352.8776 | 703.0432 | 674.5694
2024-12-25 21:00 | 1269.5996 | 2594.4614 | 2881.5022 | 5766.8745 | 2435.8464 | 4437.2247 | 2302.123 | 639.7797 | 642.6832
2024-12-25 22:00 | 1114.1199 | 2400.3838 | 2715.3624 | 5262.5627 | 2222.448 | 4057.8667 | 2217.3003 | 564.9124 | 597.0603
2024-12-25 23:00 | 968.3263 | 2250.8969 | 2611.8609 | 4928.2154 | 2013.2964 | 3794.3625 | 2154.1793 | 525.3401 | 576.6314
2024-12-26 | 1005.755 | 2372.6051 | 2776.5786 | 5143.4907 | 1975.9693 | 3976.0227 | 2283.2887 | 537.7521 | 605.5693
2024-12-26 01:00 | 1066.9431 | 2300.9033 | 2769.4986 | 4990.0615 | 1995.1036 | 3924.3167 | 2260.9087 | 525.8506 | 706.5906
2024-12-26 02:00 | 1108.0602 | 2260.9436 | 2712.9573 | 4825.0131 | 1914.1309 | 3845.2447 | 2237.4761 | 514.5633 | 684.0144
2024-12-26 03:00 | 1115.8918 | 2244.4313 | 2689.1665 | 4880.1526 | 1921.0385 | 3885.8249 | 2207.8106 | 521.8658 | 623.9042
2024-12-26 04:00 | 1126.851 | 2306.8034 | 2747.4716 | 5175.6625 | 1955.3761 | 4120.4687 | 2292.9502 | 531.7971 | 653.6847
2024-12-26 05:00 | 1198.411 | 2443.3022 | 2880.7576 | 5567.7018 | 2090.4714 | 4473.9992 | 2389.5624 | 572.7708 | 702.2428
2024-12-26 06:00 | 1239.4106 | 2497.7481 | 2889.9457 | 5837.0241 | 2260.4771 | 4709.4511 | 2372.5859 | 592.5151 | 704.905
2024-12-26 07:00 | 1315.8924 | 2460.2813 | 2777.8859 | 5896.677 | 2307.4483 | 4828.8629 | 2289.3513 | 601.3008 | 679.9628
2024-12-26 08:00 | 1455.0653 | 2579.8 | 2837.2132 | 6088.4759 | 2360.3318 | 5040.9916 | 2268.8097 | 611.7059 | 724.2543
2024-12-26 09:00 | 1537.1476 | 2630.8507 | 2886.6778 | 6241.8328 | 2479.7676 | 5148.3156 | 2238.7517 | 622.8451 | 674.6816
2024-12-26 10:00 | 1589.3247 | 2657.4345 | 2921.7259 | 6349.0773 | 2509.7899 | 5179.4855 | 2271.7263 | 640.9242 | 713.3781
2024-12-26 11:00 | 1562.4296 | 2677.3204 | 2911.9141 | 6308.3276 | 2441.6215 | 5071.8632 | 2252.2801 | 618.9493 | 667.4368
2024-12-26 12:00 | 1548.0493 | 2638.3255 | 2918.2261 | 6292.6108 | 2345.8145 | 4935.0578 | 2229.7534 | 607.8855 | 646.2216
2024-12-26 13:00 | 1517.4461 | 2621.7727 | 2959.3938 | 6239.8921 | 2235.7346 | 4857.6581 | 2189.4843 | 610.0571 | 679.5442
2024-12-26 14:00 | 1474.1359 | 2594.203 | 2995.1577 | 6131.3905 | 2098.3561 | 4606.017 | 2258.3172 | 604.6983 | 676.2935
2024-12-26 15:00 | 1429.479 | 2550.8601 | 3098.8665 | 6153.4928 | 2074.8859 | 4596.9124 | 2306.2939 | 620.9164 | 769.3567
2024-12-26 16:00 | 1432.2945 | 2574.2317 | 3179.7874 | 6266.3253 | 2090.9655 | 4737.9655 | 2315.1402 | 653.2426 | 810.9103
2024-12-26 17:00 | 1464.6999 | 2615.8653 | 3205.6249 | 6328.3717 | 2111.1182 | 4890.9165 | 2414.491 | 676.9256 | 790.2371
2024-12-26 18:00 | 1612.7888 | 2749.2256 | 3359.6416 | 6494.2909 | 2243.7057 | 5175.7178 | 2527.5758 | 727.2201 | 727.3645
2024-12-26 19:00 | 1569.6875 | 2840.2607 | 3315.3828 | 6417.4641 | 2260.5126 | 5113.6485 | 2436.7981 | 757.8176 | 712.857
2024-12-26 20:00 | 1401.9667 | 2755.2392 | 3188.2751 | 6254.4197 | 2358.7798 | 4872.3056 | 2466.4829 | 753.4175 | 701.8535
2024-12-26 21:00 | 1185.3035 | 2588.5702 | 3067.4731 | 5904.4553 | 2320.3289 | 4562.9974 | 2384.4371 | 688.4079 | 670.7044
2024-12-26 22:00 | 1025.9084 | 2394.3075 | 2937.9384 | 5528.0684 | 2123.8042 | 4226.5061 | 2255.6879 | 629.0341 | 650.8132
2024-12-26 23:00 | 966.4125 | 2304.4515 | 2863.8454 | 5250.6909 | 1868.9457 | 4028.4834 | 2146.328 | 589.1303 | 694.4981
2024-12-27 | 910.8154 | 2317.6363 | 2854.2252 | 5131.448 | 1768.5723 | 3936.2302 | 2123.3241 | 562.8548 | 682.8949
2024-12-27 01:00 | 835.5562 | 2285.4939 | 2810.2304 | 5006.6566 | 1660.1333 | 3867.463 | 2108.3477 | 547.9493 | 599.1361
2024-12-27 02:00 | 784.5409 | 2291.7026 | 2818.7802 | 4995.4765 | 1674.0488 | 3853.0526 | 2133.8244 | 545.4587 | 596.1503
2024-12-27 03:00 | 792.2469 | 2301.0821 | 2782.33 | 5000.8958 | 1659.9654 | 3873.3112 | 2161.3185 | 548.2791 | 677.9245
2024-12-27 04:00 | 848.9214 | 2372.9298 | 2906.5409 | 5245.5348 | 1783.5932 | 4048.0435 | 2232.4833 | 556.1968 | 706.1626
2024-12-27 05:00 | 941.2053 | 2538.9036 | 3058.0061 | 5627.6628 | 1971.3024 | 4428.3937 | 2346.2721 | 578.0009 | 727.5912
2024-12-27 06:00 | 1062.5466 | 2577.756 | 3077.2762 | 5950.1398 | 2153.5444 | 4737.5697 | 2369.2626 | 592.8656 | 727.2055
2024-12-27 07:00 | 1137.5369 | 2567.4391 | 3123.38 | 5980.678 | 2195.9282 | 4812.346 | 2361.063 | 595.033 | 694.2719
2024-12-27 08:00 | 1246.9074 | 2672.2455 | 3210.6746 | 6161.5493 | 2348.5463 | 4968.7614 | 2402.4651 | 598.4144 | 698.4829
2024-12-27 09:00 | 1284.0967 | 2725.6579 | 3301.7683 | 6433.0536 | 2492.0454 | 5164.0544 | 2496.34 | 616.4528 | 685.6052
2024-12-27 10:00 | 1271.3415 | 2742.5243 | 3406.3772 | 6492.7672 | 2565.0396 | 5147.932 | 2552.9099 | 620.2885 | 683.6993
2024-12-27 11:00 | 1266.0151 | 2769.7526 | 3400.8478 | 6560.1884 | 2557.1524 | 5149.2449 | 2564.5968 | 608.0035 | 675.8805
2024-12-27 12:00 | 1253.2227 | 2731.8752 | 3285.3793 | 6564.0229 | 2560.1333 | 5104.7597 | 2553.5485 | 607.0486 | 698.0643
2024-12-27 13:00 | 1239.1552 | 2724.9567 | 3267.5525 | 6545.6103 | 2541.5487 | 4964.4078 | 2526.8232 | 600.8075 | 707.0164
2024-12-27 14:00 | 1209.7706 | 2658.5369 | 3233.4727 | 6582.4818 | 2483.4777 | 4895.7443 | 2507.0538 | 581.5494 | 671.3746
2024-12-27 15:00 | 1217.2148 | 2725.1046 | 3300.6866 | 6661.5129 | 2463.078 | 4969.5524 | 2572.6669 | 589.1314 | 695.293
2024-12-27 16:00 | 1223.5765 | 2768.6825 | 3320.435 | 6689.6065 | 2457.445 | 4902.423 | 2535.8876 | 601.3173 | 724.942
2024-12-27 17:00 | 1277.1826 | 2926.2528 | 3421.0883 | 6761.8973 | 2470.941 | 4937.4495 | 2576.3595 | 641.9682 | 758.5138
2024-12-27 18:00 | 1437.9566 | 3090.9582 | 3571.1564 | 6896.0238 | 2566.6962 | 5217.8851 | 2663.3285 | 699.8266 | 812.119
2024-12-27 19:00 | 1608.4946 | 3015.3071 | 3480.0909 | 6734.969 | 2559.7614 | 5211.9089 | 2584.9712 | 748.4944 | 771.204
2024-12-27 20:00 | 1598.274 | 2844.4479 | 3380.1722 | 6515.0363 | 2697.6601 | 4973.4803 | 2569.6097 | 752.1393 | 783.7496
2024-12-27 21:00 | 1399.8186 | 2659.2296 | 3300.2826 | 6086.3159 | 2554.8151 | 4703.9544 | 2495.4596 | 691.138 | 811.8727
2024-12-27 22:00 | 1148.6503 | 2512.1086 | 3157.4341 | 5585.8593 | 2263.6962 | 4328.2674 | 2447.0963 | 622.4521 | 741.9248
2024-12-27 23:00 | 1014.9707 | 2401.3213 | 3024.9631 | 5219.097 | 2038.7873 | 4084.1885 | 2324.7205 | 568.1041 | 703.3158
2024-12-28 | 918.9899 | 2386.8756 | 3073.093 | 5087.726 | 1860.0222 | 3992.5968 | 2316.0785 | 539.9348 | 682.1515
2024-12-28 01:00 | 845.5541 | 2359.0027 | 3010.6743 | 4987.1726 | 1845.1494 | 3974.0285 | 2271.1302 | 530.914 | 696.2989
2024-12-28 02:00 | 838.3039 | 2371.3292 | 3008.3846 | 4965.5432 | 1806.2547 | 3942.346 | 2275.6236 | 524.1787 | 679.3802
2024-12-28 03:00 | 831.6171 | 2351.7656 | 3002.1853 | 5050.6577 | 1774.3989 | 3959.202 | 2289.7345 | 525.3632 | 657.0973
2024-12-28 04:00 | 909.9916 | 2389.5525 | 3050.4443 | 5309.848 | 1935.9069 | 4247.6633 | 2356.5001 | 537.8713 | 663.4042
2024-12-28 05:00 | 1032.7781 | 2544.7346 | 3243.4995 | 5782.2515 | 2175.7816 | 4623.7724 | 2514.3663 | 578.6058 | 711.6752
2024-12-28 06:00 | 1195.3963 | 2597.084 | 3304.8891 | 6182.9422 | 2366.3366 | 4983.293 | 2550.2639 | 631.1448 | 696.0139
2024-12-28 07:00 | 1280.6574 | 2603.2396 | 3349.2583 | 6294.8687 | 2531.1192 | 5097.3707 | 2410.2962 | 656.8919 | 731.4059
2024-12-28 08:00 | 1388.883 | 2720.7357 | 3510.4625 | 6688.334 | 2730.6266 | 5324.6439 | 2441.3945 | 717.4476 | 764.2992
2024-12-28 09:00 | 1436.4895 | 2742.9325 | 3618.7274 | 6996.4095 | 2902.8251 | 5461.7793 | 2472.2637 | 736.5555 | 803.2952
2024-12-28 10:00 | 1430.6493 | 2774.2397 | 3709.2438 | 7180.6747 | 2977.391 | 5410.4579 | 2416.4064 | 751.9014 | 848.9504
2024-12-28 11:00 | 1392.7857 | 2695.1392 | 3620.8501 | 7047.956 | 2791.1997 | 5283.381 | 2386.7427 | 738.1828 | 841.4638
2024-12-28 12:00 | 1388.8806 | 2691.8681 | 3533.2689 | 7033.6166 | 2797.3657 | 5320.5835 | 2517.1178 | 737.3712 | 880.994
2024-12-28 13:00 | 1395.767 | 2689.7224 | 3547.2385 | 7007.6639 | 2884.4532 | 5360.1942 | 2564.1491 | 752.9672 | 874.1173
2024-12-28 14:00 | 1412.5344 | 2718.2126 | 3579.3997 | 7012.8867 | 2851.5584 | 5389.6498 | 2570.526 | 731.2592 | 845.5407
2024-12-28 15:00 | 1440.8387 | 2744.6984 | 3584.4827 | 7126.3461 | 2821.5994 | 5454.8642 | 2676.8874 | 756.0232 | 944.1999
2024-12-28 16:00 | 1537.3039 | 2818.3411 | 3641.8252 | 7119.3494 | 2768.8131 | 5496.4532 | 2655.4378 | 785.8051 | 960.2677
2024-12-28 17:00 | 1644.6787 | 2882.1056 | 3574.3779 | 7143.0658 | 2779.3668 | 5515.1954 | 2616.0943 | 778.957 | 946.6537
2024-12-28 18:00 | 1709.5734 | 3100.7281 | 3700.2593 | 7286.7238 | 2855.9266 | 5689.0118 | 2624.2244 | 812.6362 | 840.3491
2024-12-28 19:00 | 1599.5207 | 3098.3013 | 3594.4905 | 7038.9309 | 2768.0591 | 5428.4344 | 2454.0657 | 803.3173 | 742.99
2024-12-28 20:00 | 1502.6718 | 2946.4309 | 3480.3903 | 6807.8717 | 2765.3224 | 5104.3167 | 2470.32 | 780.2428 | 775.5778
2024-12-28 21:00 | 1264.5603 | 2717.0813 | 3352.46 | 6375.319 | 2564.9401 | 4761.64 | 2460.493 | 698.0445 | 749.9602
2024-12-28 22:00 | 1081.9582 | 2465.5328 | 3161.7845 | 5824.0206 | 2238.0133 | 4354.9625 | 2416.9171 | 626.2476 | 706.4156
2024-12-28 23:00 | 962.2 | 2331.3893 | 3068.7912 | 5486.3099 | 1959.0178 | 4111.6629 | 2369.1087 | 574.9995 | 659.4209
2024-12-29 | 893.787 | 2269.4382 | 2997.8798 | 5282.3725 | 1925.7697 | 3991.2066 | 2303.6998 | 552.4319 | 657.8449
2024-12-29 01:00 | 864.9072 | 2256.2821 | 2942.847 | 5229.2726 | 1880.2567 | 4029.1119 | 2258.8708 | 545.042 | 674.6237
2024-12-29 02:00 | 838.6673 | 2218.1 | 2939.4322 | 5142.0994 | 1851.0629 | 4034.7749 | 2260.5522 | 529.8148 | 756.4439
2024-12-29 03:00 | 836.6645 | 2247.1598 | 2938.0411 | 5209.658 | 1901.3043 | 4031.6656 | 2304.6148 | 536.7953 | 734.1574
2024-12-29 04:00 | 897.3558 | 2281.3026 | 3008.0095 | 5489.6713 | 2005.5285 | 4222.9953 | 2347.0835 | 571.1282 | 758.8726
2024-12-29 05:00 | 1007.8437 | 2404.582 | 3198.268 | 6014.1114 | 2202.2657 | 4669.976 | 2437.0732 | 631.3533 | 805.2881
2024-12-29 06:00 | 1171.4654 | 2497.2311 | 3237.0915 | 6356.1268 | 2363.7068 | 5059.1627 | 2487.0406 | 653.9377 | 826.9982
2024-12-29 07:00 | 1268.0106 | 2456.2527 | 3260.5958 | 6379.1794 | 2515.1462 | 5181.1602 | 2395.0873 | 656.5456 | 758.0762
2024-12-29 08:00 | 1397.9661 | 2582.632 | 3349.7725 | 6716.1946 | 2647.3519 | 5426.92 | 2461.5289 | 685.513 | 760.9549
2024-12-29 09:00 | 1467.6324 | 2656.4023 | 3387.7203 | 7034.1925 | 2783.079 | 5499.9438 | 2509.4143 | 707.5369 | 764.3091
2024-12-29 10:00 | 1500.9537 | 2653.4836 | 3380.8828 | 7148.2742 | 2868.2534 | 5508.1217 | 2502.194 | 719.158 | 788.6015
2024-12-29 11:00 | 1516.3517 | 2675.4606 | 3414.125 | 7188.7145 | 2874.6946 | 5556.274 | 2564.8204 | 731.7676 | 733.0634
2024-12-29 12:00 | 1468.8596 | 2729.0524 | 3371.1624 | 7098.6409 | 2825.9035 | 5447.878 | 2514.4163 | 739.7444 | 726.0471
2024-12-29 13:00 | 1465.3199 | 2618.9048 | 3400.0701 | 7056.6064 | 2731.9693 | 5409.4917 | 2475.7079 | 773.9541 | 798.3291
2024-12-29 14:00 | 1488.2808 | 2584.2166 | 3419.5112 | 6970.6706 | 2729.7878 | 5445.3205 | 2451.9151 | 774.8685 | 807.2271
2024-12-29 15:00 | 1573.9344 | 2614.2555 | 3428.4737 | 7068.2001 | 2714.6429 | 5522.1947 | 2434.75 | 789.4576 | 863.5818
2024-12-29 16:00 | 1619.7733 | 2647.6938 | 3498.1844 | 7184.7275 | 2779.363 | 5646.2493 | 2542.3976 | 804.1618 | 912.7002
2024-12-29 17:00 | 1679.4575 | 2631.2968 | 3597.8805 | 7292.5157 | 2910.7461 | 5707.5385 | 2586.4578 | 793.7587 | 826.6678
2024-12-29 18:00 | 1723.5271 | 2799.4109 | 3741.5722 | 7471.613 | 2903.417 | 5890.1788 | 2666.2992 | 812.0037 | 777.2755
2024-12-29 19:00 | 1635.4178 | 2929.2688 | 3658.0474 | 7334.182 | 2801.8082 | 5552.5933 | 2560.5218 | 822.4038 | 711.3253
2024-12-29 20:00 | 1576.3727 | 2827.5495 | 3556.1546 | 6969.2217 | 2726.7319 | 5254.1016 | 2535.6949 | 806.3965 | 734.6319
2024-12-29 21:00 | 1406.2502 | 2618.7681 | 3377.6278 | 6425.9445 | 2616.7168 | 4900.2961 | 2477.6253 | 737.1331 | 743.5514
2024-12-29 22:00 | 1199.5133 | 2410.135 | 3163.7277 | 5962.538 | 2373.5573 | 4528.16 | 2419.0579 | 665.0597 | 687.5476
2024-12-29 23:00 | 1103.4233 | 2296.1684 | 2999.0968 | 5599.0589 | 2117.6864 | 4270.3821 | 2338.3598 | 607.7055 | 645.7249
2024-12-30 | 1053.6418 | 2223.1495 | 2935.5997 | 5387.8793 | 2035.3463 | 4101.2412 | 2244.2244 | 578.7593 | 742.8866
2024-12-30 01:00 | 1045.731 | 2172.9918 | 2948.1597 | 5295.0296 | 2019.011 | 4083.6474 | 2229.6428 | 567.3144 | 689.8972
2024-12-30 02:00 | 1022.0127 | 2125.9179 | 2988.8134 | 5236.5765 | 1998.8296 | 4067.856 | 2206.0575 | 564.2347 | 667.6265
2024-12-30 03:00 | 997.251 | 2124.9304 | 2991.8908 | 5328.5437 | 1975.0588 | 4095.105 | 2223.4838 | 570.6098 | 696.8488
2024-12-30 04:00 | 1040.8074 | 2192.4233 | 3083.6585 | 5582.9563 | 2072.2658 | 4317.5937 | 2300.2378 | 588.359 | 711.0329
2024-12-30 05:00 | 1191.0006 | 2310.2614 | 3261.8114 | 6013.7091 | 2227.5251 | 4764.6509 | 2379.2181 | 650.5697 | 731.4916
2024-12-30 06:00 | 1327.7903 | 2390.1287 | 3342.0927 | 6372.2159 | 2421.2952 | 5039.5905 | 2370.937 | 687.7237 | 771.3857
2024-12-30 07:00 | 1403.7148 | 2380.1961 | 3277.9231 | 6393.8175 | 2551.4582 | 5192.0263 | 2261.8355 | 692.5082 | 745.8944
2024-12-30 08:00 | 1566.7578 | 2546.603 | 3383.2758 | 6806.8118 | 2832.9964 | 5486.1781 | 2313.5767 | 741.5174 | 787.3962
2024-12-30 09:00 | 1631.4642 | 2626.8512 | 3517.5558 | 7021.6807 | 2986.3632 | 5551.5973 | 2322.8256 | 749.5122 | 741.7903
2024-12-30 10:00 | 1618.6288 | 2623.7132 | 3480.0949 | 7077.9534 | 3056.5321 | 5504.2499 | 2270.2817 | 737.8746 | 742.1745
2024-12-30 11:00 | 1578.3085 | 2581.6101 | 3433.4786 | 7061.0508 | 3045.5054 | 5440.5164 | 2326.0897 | 730.9752 | 795.557
2024-12-30 12:00 | 1567.2765 | 2534.6367 | 3505.3089 | 6972.9531 | 2987.4828 | 5327.5531 | 2343.6188 | 739.8567 | 768.9309
2024-12-30 13:00 | 1560.2375 | 2577.2707 | 3552.6021 | 7001.2617 | 2941.6224 | 5331.1882 | 2422.3536 | 744.0294 | 765.1219
2024-12-30 14:00 | 1538.7933 | 2602.7067 | 3538.4173 | 7001.8201 | 2895.5416 | 5327.9006 | 2413.1942 | 756.5909 | 803.5369
2024-12-30 15:00 | 1610.8915 | 2644.5373 | 3552.4747 | 7077.1068 | 2881.1469 | 5515.1223 | 2460.1175 | 783.7619 | 822.9066
2024-12-30 16:00 | 1682.2044 | 2657.0382 | 3563.6027 | 7106.9421 | 2897.8357 | 5695.5756 | 2482.5312 | 794.0068 | 843.9033
2024-12-30 17:00 | 1696.899 | 2781.4708 | 3562.347 | 7090.9904 | 2869.1385 | 5666.8748 | 2490.4337 | 801.027 | 825.7713
2024-12-30 18:00 | 1693.7009 | 2936.0663 | 3649.3012 | 7268.8683 | 2948.5488 | 5839.0017 | 2550.5681 | 817.6033 | 695.934
2024-12-30 19:00 | 1637.6486 | 3018.5198 | 3622.0781 | 7158.5707 | 2816.3516 | 5608.871 | 2451.2394 | 836.9428 | 712.7228
2024-12-30 20:00 | 1551.8385 | 2908.3448 | 3523.9929 | 7011.7349 | 2899.9832 | 5294.8791 | 2427.1691 | 811.0602 | 738.4847
2024-12-30 21:00 | 1310.4507 | 2713.6403 | 3359.8818 | 6590.7626 | 2797.0681 | 4889.5307 | 2442.3962 | 743.7309 | 730.4076
2024-12-30 22:00 | 1106.7708 | 2510.1006 | 3143.7563 | 5972.2971 | 2490.1478 | 4470.4159 | 2436.738 | 677.0717 | 703.6077
2024-12-30 23:00 | 992.751 | 2377.5633 | 3001.5451 | 5474.3352 | 2233.2145 | 4191.0757 | 2383.0618 | 621.7223 | 775.7489
Formulas:
time = [time, row above]+1/24

## var-links
attribute | type | unit | default | description | status
name | string |  |  | Unique name | Input (required)
bus0 | string |  |  | Name of first bus to which link is attached. | Input (required)
bus1 | string |  |  | Name of other bus to which link is attached. | Input (required)
type | string |  |  | Placeholder for link type. Not yet implemented. | Input (optional)
carrier | string |  |  | Energy carrier transported by the link: can be "DC" for electrical HVDC links, or "heat" or "gas" etc. | Input (optional)
efficiency | static or series | per unit | 1 | Efficiency of power transfer from bus0 to bus1. (Can be time-dependent to represent temperature-dependent Coefficient of Performance of a heat pump from an electric to a heat bus.) | Input (optional)
build_year | int | year | 0 | build year | Input (optional)
lifetime | float | years | inf | lifetime | Input (optional)
p_nom | float | MW | 0 | Limit of active power which can pass through link. | Input (optional)
p_nom_mod | float | MW | 0 | Limit of active power of the link module. | Input (optional)
p_nom_extendable | boolean |  | False | Switch to allow capacity p_nom to be extended. | Input (optional)
p_nom_min | float | MW | 0 | If p_nom is extendable, set its minimum value. | Input (optional)
p_nom_max | float | MW | inf | If p_nom is extendable, set its maximum value (e.g. limited by potential). | Input (optional)
p_set | static or series | MW | 0 | The dispatch set point for p0 of the link in PF. | Input (optional)
p_min_pu | static or series | per unit of p_nom | 0. | Minimal dispatch (can also be negative) per unit of p_nom for the link. | Input (optional)
p_max_pu | static or series | per unit of p_nom | 1. | Maximal dispatch (can also be negative) per unit of p_nom for the link. | Input (optional)
capital_cost | float | currency/MW | 0 | Fixed period costs of extending p_nom by 1 MW, including periodized investment costs and periodic fixed O&M costs (e.g. annuitized investment costs). | Input (optional)
marginal_cost | static or series | currency/MWh | 0. | Marginal cost of transfering 1 MWh (before efficiency losses) from bus0 to bus1. NB: marginal cost only makes sense if p_max_pu >= 0. | Input (optional)
marginal_cost_quadratic | static or series | currency/MWh | 0. | Quadratic marginal cost for transferring 1 MWh (before efficiency losses) from bus0 to bus1. | Input (optional)
stand_by_cost | static or series | currency/h | 0. | Stand-by cost for operating the link at null power flow. | Input (optional)
length | float | km | 0 | Length of line, useful for calculating the capital cost. | Input (optional)
terrain_factor | float | per unit | 1 | Terrain factor for increasing capital cost. | Input (optional)
committable | boolean |  | False | Use unit commitment (only possible if p_nom is not extendable). | Input (optional)
start_up_cost | float | currency | 0 | Cost to start up the link. Only read if committable is True. | Input (optional)
shut_down_cost | float | currency | 0 | Cost to shut down the link. Only read if committable is True. | Input (optional)
min_up_time | int | snapshots | 0 | Minimum number of snapshots for status to be 1. Only read if committable is True. | Input (optional)
min_down_time | int | snapshots | 0 | Minimum number of snapshots for status to be 0. Only read if committable is True. | Input (optional)
up_time_before | int | snapshots | 1 | Number of snapshots that the link was online before network.snapshots start. Only read if committable is True and min_up_time is non-zero. | Input (optional)
down_time_before | int | snapshots | 0 | Number of snapshots that the link was offline before network.snapshots start. Only read if committable is True and min_down_time is non-zero. | Input (optional)
ramp_limit_up | static or series | per unit |  | Maximum increase from one snapshot to the next, per unit of the bus0 unit. Ignored if NaN. | Input (optional)
ramp_limit_down | static or series | per unit |  | Maximum decrease from one snapshot to the next, per unit of the bus0 unit. Ignored if NaN. | Input (optional)
ramp_limit_start_up | float | per unit | 1 | Maximumincrease at start up, per unit of bus0 unit. Only read if committable is True. | Input (optional)
ramp_limit_shut_down | float | per unit | 1 | Maximum decrease at shut down, per unit of bus0 unit. Only read if committable is True. | Input (optional)
bus2 | string |  |  | Name of other bus to which link is attached. | Input (required)
bus3 | string |  |  | Name of other bus to which link is attached. | Input (required)
efficiency2 | static or series | per unit | 1 | Efficiency of power transfer from bus0 to bus1. (Can be time-dependent to represent temperature-dependent Coefficient of Performance of a heat pump from an electric to a heat bus.) | Input (optional)
efficiency3 | static or series | per unit | 1 | Efficiency of power transfer from bus0 to bus1. (Can be time-dependent to represent temperature-dependent Coefficient of Performance of a heat pump from an electric to a heat bus.) | Input (optional)
p0 | series | MW | 0. | Active power at bus0 (positive if branch is withdrawing power from bus0). | Output
p1 | series | MW | 0. | Active power at bus1 (positive if branch is withdrawing power from bus1). | Output
p2 | series | MW | 0. | Active power at bus1 (positive if branch is withdrawing power from bus1). | Output
p3 | series | MW | 0. | Active power at bus1 (positive if branch is withdrawing power from bus1). | Output
p_nom_opt | float | MW | 0 | Optimised capacity for active power. | Output
status | series |  | 1. | Status (1 is on, 0 is off). Only outputted if committable is True. | Output
mu_lower | series | currency/MW | 0. | Shadow price of lower p_nom limit -F \leq f. Always non-negative. | Output
mu_upper | series | currency/MW | 0. | Shadow price of upper p_nom limit f \leq F. Always non-negative. | Output
mu_p_set | series | currency/MWh | 0. | Shadow price of fixed power transmission p_set | Output
mu_ramp_limit_up | series | currency/MWh | 0. | Shadow price of upper ramp up limit | Output
mu_ramp_limit_down | series | currency/MWh | 0. | Shadow price of lower ramp down limit | Output

## var-storage_units
attribute | type | unit | default | description | status
name | string |  |  | Unique name | Input (required)
bus | string |  |  | Name of bus to which storage unit is attached. | Input (required)
control | string |  | PQ | P,Q,V control strategy for PF, must be "PQ", "PV" or "Slack". | Input (optional)
type | string |  |  | Placeholder for storage unit type. Not yet implemented. | Input (optional)
p_nom | float | MW | 0 | Nominal power for limits in OPF. | Input (optional)
p_nom_mod | float | MW | 0 | Nominal power of the storage unit module. | Input (optional)
p_nom_extendable | boolean |  | False | Switch to allow capacity p_nom to be extended in OPF. | Input (optional)
p_nom_min | float | MW | 0 | If p_nom is extendable in OPF, set its minimum value. | Input (optional)
p_nom_max | float | MW | inf | If p_nom is extendable in OPF, set its maximum value (e.g. limited by potential). | Input (optional)
p_min_pu | static or series | per unit | -1 | The minimum output for each snapshot per unit of p_nom for the OPF (negative sign implies storing mode withdrawing power from bus). | Input (optional)
p_max_pu | static or series | per unit | 1 | The maximum output for each snapshot per unit of p_nom for the OPF. | Input (optional)
p_set | static or series | MW | 0 | active power set point (for PF) | Input (optional)
q_set | static or series | MVar | 0 | reactive power set point (for PF) | Input (optional)
sign | float |  | 1 | power sign | Input (optional)
carrier | string |  |  | Prime mover energy carrier (e.g. coal, gas, wind, solar); required for global constraints on primary energy in OPF | Input (optional)
marginal_cost | static or series | currency/MWh | 0 | Marginal cost of production of 1 MWh. | Input (optional)
marginal_cost_quadratic | static or series | currency/MWh | 0 | Quadratic marginal cost of production (discharge) of 1 MWh. | Input (optional)
capital_cost | float | currency/MW | 0 | Fixed period costs of extending p_nom by 1 MW, including periodized investment costs and periodic fixed O&M costs (e.g. annuitized investment costs). | Input (optional)
build_year | int | year | 0 | build year | Input (optional)
lifetime | float | years | inf | lifetime | Input (optional)
state_of_charge_initial | float | MWh | 0 | State of charge before the snapshots in the OPF. | Input (optional)
state_of_charge_initial_per_period | boolean |  | False | Switch: if True, then state of charge at the beginning of an investment period is set to state_of_charge_initial | Input (optional)
state_of_charge_set | static or series | MWh |  | State of charge set points for snapshots in the OPF. | Input (optional)
cyclic_state_of_charge | boolean |  | False | Switch: if True, then state_of_charge_initial is ignored and the initial state of charge is set to the final state of charge for the group of snapshots in the OPF (soc[-1] = soc[len(snapshots)-1]). | Input (optional)
cyclic_state_of_charge_per_period | boolean |  | True | Switch: if True, then the cyclic constraints are applied to each period (first snapshot level if multiindexed) separately. | Input (optional)
max_hours | float | hours | 1 | Maximum state of charge capacity in terms of hours at full output capacity p_nom | Input (optional)
efficiency_store | static or series | per unit | 1 | Efficiency of storage on the way into the storage. | Input (optional)
efficiency_dispatch | static or series | per unit | 1 | Efficiency of storage on the way out of the storage. | Input (optional)
standing_loss | static or series | per unit | 0 | Losses per hour to state of charge. | Input (optional)
inflow | static or series | MW | 0 | Inflow to the state of charge, e.g. due to river inflow in hydro reservoir. | Input (optional)
p | series | MW | 0 | active power at bus (positive if net generation) | Output
p_dispatch | series | MW | 0 | active power dispatch at bus | Output
p_store | series | MW | 0 | active power charging at bus | Output
q | series | MVar | 0 | reactive power (positive if net generation) | Output
state_of_charge | series | MWh |  | State of charge as calculated by the OPF. | Output
spill | series | MW | 0 | Spillage for each snapshot. | Output
p_nom_opt | float | MW | 0 | Optimised nominal power. | Output
mu_upper | series | currency/MWh | 0 | Shadow price of upper p_nom limit | Output
mu_lower | series | currency/MWh | 0 | Shadow price of lower p_nom limit | Output
mu_state_of_charge_set | series | currency/MWh | 0 | Shadow price of fixed state of charge state_of_charge_set | Output
mu_energy_balance | series | currency/MWh | 0 | Shadow price of storage consistency equations | Output

## var-buses
attribute | type | unit | default | description | status
name | string |  |  | Unique name | Input (required)
v_nom | float | kV | 1 | Nominal voltage | Input (optional)
type | string |  |  | Placeholder for bus type. Not yet implemented. | Input (optional)
x | float |  | 0 | Position (e.g. longitude); the Spatial Reference System Identifier (SRID) is set in network.srid. | Input (optional)
y | float |  | 0 | Position (e.g. latitude); the Spatial Reference System Identifier (SRID) is set in network.srid. | Input (optional)
carrier | string |  | AC | Energy carrier: can be "AC" or "DC" for electrical buses, or "heat" or "gas". | Input (optional)
unit | string |  |  | Unit of the bus’ carrier if the implicitly assumed unit ("MW") is inappropriate (e.g. "t/h", "MWh_th/h"). Only descriptive. Does not influence any PyPSA functions. | Input (optional)
v_mag_pu_set | static or series | per unit | 1 | Voltage magnitude set point, per unit of v_nom. | Input (optional)
v_mag_pu_min | float | per unit | 0 | Minimum desired voltage, per unit of v_nom. This is a placeholder attribute and is not currently used by any PyPSA functions. | Input (optional)
v_mag_pu_max | float | per unit | inf | Maximum desired voltage, per unit of v_nom. This is a placeholder attribute and is not currently used by any PyPSA functions. | Input (optional)
control | string |  | PQ | P,Q,V control strategy for PF, must be "PQ", "PV" or "Slack". Note that this attribute is an output inherited from the controls of the generators attached to the bus; setting it directly on the bus will not have any effect. | Output
generator | string |  |  | Name of slack generator attached to slack bus. | Output
sub_network | string |  |  | Name of connected sub-network to which bus belongs. This attribute is set by PyPSA in the function network.determine_network_topology(); do not set it directly by hand. | Output
p | series | MW | 0. | active power at bus (positive if net generation at bus) | Output
q | series | MVar | 0. | reactive power (positive if net generation at bus) | Output
v_mag_pu | series | per unit | 1. | Voltage magnitude, per unit of v_nom | Output
v_ang | series | radians | 0. | Voltage angle | Output
marginal_price | series | currency/MWh | 0. | Locational marginal price from LOPF from power balance constraint | Output

## var-carriers
attribute | type | unit | default | description | status
name | string |  |  | Unique name | Input (required)
co2_emissions | float | tonnes/MWh | 0 | Emissions in CO2-tonnes-equivalent per MWh of primary energy (e.g. methane has 0.2 tonnes_CO2/MWh_thermal). | Input (optional)
color | string |  |  | plotting color | Input (optional)
nice_name | string |  |  | More precise descriptive name | Input (optional)
max_growth | float | MW | inf | maximum new installed capacity per investment period | Input (optional)
max_relative_growth | float | MW | 0 | maximum capacity ratio for new installed capacity per investment period (in addition to max_growth) | Input (optional)

## var-generators
attribute | type | unit | default | description | status
name | string |  |  | Unique name | Input (required)
bus | string |  |  | name of bus to which generator is attached | Input (required)
control | string |  | PQ | P,Q,V control strategy for PF, must be "PQ", "PV" or "Slack". | Input (optional)
type | string |  |  | Placeholder for generator type. Not yet implemented. | Input (optional)
p_nom | float | MW | 0 | Nominal power for limits in optimization. | Input (optional)
p_nom_mod | float | MW | 0 | Nominal power of the generator module. | Input (optional)
p_nom_extendable | boolean |  | False | Switch to allow capacity p_nom to be extended in optimization. | Input (optional)
p_nom_min | float | MW | 0 | If p_nom is extendable in optimization, set its minimum value. | Input (optional)
p_nom_max | float | MW | inf | If p_nom is extendable in optimization, set its maximum value (e.g. limited by technical potential). | Input (optional)
p_min_pu | static or series | per unit | 0. | The minimum output for each snapshot per unit of p_nom for the optimization (e.g. for variable renewable generators this can change due to weather conditions and compulsory feed-in; for conventional generators it represents a minimal dispatch). Note that if comittable is False and p_min_pu > 0, this represents a must-run condition. | Input (optional)
p_max_pu | static or series | per unit | 1 | The maximum output for each snapshot per unit of p_nom for the optimization (e.g. for variable renewable generators this can change due to weather conditions; for conventional generators it represents a maximum dispatch). | Input (optional)
p_set | static or series | MW | 0. | active power set point (for PF) | Input (optional)
q_set | static or series | MVar | 0. | reactive power set point (for PF) | Input (optional)
sign | float |  | 1 | power sign | Input (optional)
carrier | string |  |  | Prime mover energy carrier (e.g. coal, gas, wind, solar); required for global constraints on primary energy in optimization | Input (optional)
marginal_cost | static or series | currency/MWh | 0. | Marginal cost of production of 1 MWh. | Input (optional)
marginal_cost_quadratic | static or series | currency/MWh | 0. | Quadratic marginal cost of production of 1 MWh. | Input (optional)
build_year | int | year | 0 | build year | Input (optional)
lifetime | float | years | inf | lifetime | Input (optional)
capital_cost | float | currency/MW | 0 | Fixed period costs of extending p_nom by 1 MW, including periodized investment costs and periodic fixed O&M costs (e.g. annuitized investment costs). | Input (optional)
efficiency | static or series | per unit | 1 | Ratio between primary energy and electrical energy, e.g. takes value 0.4 MWh_elec/MWh_thermal for gas. This is required for global constraints on primary energy in optimization. | Input (optional)
committable | boolean |  | False | Use unit commitment (only possible if p_nom is not extendable). | Input (optional)
start_up_cost | float | currency | 0 | Cost to start up the generator. Only read if committable is True. | Input (optional)
shut_down_cost | float | currency | 0 | Cost to shut down the generator. Only read if committable is True. | Input (optional)
stand_by_cost | static or series | currency/h | 0. | Stand-by cost for operating the generator at null power output. | Input (optional)
min_up_time | int | snapshots | 0 | Minimum number of snapshots for status to be 1. Only read if committable is True. | Input (optional)
min_down_time | int | snapshots | 0 | Minimum number of snapshots for status to be 0. Only read if committable is True. | Input (optional)
up_time_before | int | snapshots | 1 | Number of snapshots that the generator was online before network.snapshots start. Only read if committable is True and min_up_time is non-zero. | Input (optional)
down_time_before | int | snapshots | 0 | Number of snapshots that the generator was offline before network.snapshots start. Only read if committable is True and min_down_time is non-zero. | Input (optional)
ramp_limit_up | static or series | per unit |  | Maximum active power increase from one snapshot to the next, per unit of the nominal power. Ignored if NaN. | Input (optional)
ramp_limit_down | static or series | per unit |  | Maximum active power decrease from one snapshot to the next, per unit of the nominal power. Ignored if NaN. | Input (optional)
ramp_limit_start_up | float | per unit | 1 | Maximum active power increase at start up, per unit of the nominal power. Only read if committable is True. | Input (optional)
ramp_limit_shut_down | float | per unit | 1 | Maximum active power decrease at shut down, per unit of the nominal power. Only read if committable is True. | Input (optional)
weight | float |  | 1 | Weighting of a generator. Only used for network clustering. | Input (optional)
p | series | MW | 0. | active power at bus (positive if net generation) | Output
q | series | MVar | 0. | reactive power (positive if net generation) | Output
p_nom_opt | float | MW | 0. | Optimised nominal power. | Output
status | series |  | 1 | Status (1 is on, 0 is off). Only outputted if committable is True. | Output
mu_upper | series | currency/MWh | 0. | Shadow price of upper p_nom limit | Output
mu_lower | series | currency/MWh | 0. | Shadow price of lower p_nom limit | Output
mu_p_set | series | currency/MWh | 0. | Shadow price of fixed power generation p_set | Output
mu_ramp_limit_up | series | currency/MWh | 0. | Shadow price of upper ramp up limit | Output
mu_ramp_limit_down | series | currency/MWh | 0. | Shadow price of lower ramp down limit | Output

## var-loads
attribute | type | unit | default | description | status
name | string |  |  | Unique name | Input (required)
bus | string |  |  | Name of bus to which load is attached. | Input (required)
carrier | string |  |  | Energy carrier: can be "AC" or "DC" for electrical buses, or "heat" or "gas". | Input (optional)
type | string |  |  | Placeholder for load type. Not yet implemented. | Input (optional)
p_set | static or series | MW | 0 | Active power consumption (positive if the load is consuming power). | Input (optional)
q_set | static or series | MVar | 0 | Reactive power consumption (positive if the load is inductive). | Input (optional)
sign | float |  | -1 | power sign (opposite sign to generator) | Input (optional)
p | series | MW | 0 | active power at bus (positive if net load) | Output
q | series | MVar | 0 | reactive power (positive if net load) | Output

## var-networks
attribute | type | unit | default | description | status
name | string |  |  | Unique name | Input (required)
snapshots | list or pandas.Index |  | ["now"] | List of snapshots or time steps. All time-dependent series quantities are indexed by ``network.snapshots``. To reset the snapshots, call ``network.set_snapshots(new)``. | Input (optional)
snapshot_weightings | pandas.DataFrame | hours | 1 | The weightings applied to each snapshot, so that snapshots can represent more than one hour or fractions of one hour. The objective weightings are used to weight snapshots in the LOPF objective function. The store weightings determine the state of charge change for stores and storage units. The generator weightings are used when calculating global constraints. | Input (optional)
investment_periods | pandas.Index | years | [] | Time periods of investment. Only used for multi investment optimisation. Years have to be integer and increasing (e.g. [2025,2030,2035]). Default is an empty pd.Index([]). | Input (optional)
investment_period_weightings | pandas.DataFrame |  | 1 | Weightings applied to each investment period. Objective weightings are multiplied with all cost coefficients in the objective function of the respective investment period (e.g. used to include social discount rate). Years weighting denote the elapsed time until the subsequent investment period (e.g. used for global constraints CO2 emissions). | Input (optional)
now | any |  | "now" | The current snapshot/time/scenario, relevant e.g. when ``network.pf()`` is called without a snapshot argument. | Input (optional)
srid | integer |  | 4326 | Spatial Reference System Indentifier for x,y coordinates of buses. It defaults to standard longitude and latitude. | Input (optional)
crs | CRS-like |  |  | Coordinate Reference System for the Shape components. It defaults to standard longitude and latitude, given in srid. | Input (optional)
buses | pandas.DataFrame |  |  | All static bus information compiled by PyPSA from inputs. Index is bus names, columns are bus attributes. | Output
buses_t | dictionary of pandas.DataFrames |  |  | All time-dependent bus information compiled by PyPSA from inputs. Dictionary keys are time-dependent series attributes, index is network.snapshots, columns are bus names. | Output
lines | pandas.DataFrame |  |  | All static line information compiled by PyPSA from inputs. Index is line names, columns are line attributes. | Output
lines_t | dictionary of pandas.DataFrames |  |  | All time-dependent line information compiled by PyPSA from inputs. Dictionary keys are time-dependent series attributes, index is network.snapshots, columns are line names. | Output
components | pandas.DataFrame |  |  | For each component type (buses, lines, etc.): static component information compiled by PyPSA from inputs. Index is component names, columns are component attributes. | Output
components_t | dictionary of pandas.DataFrames |  |  | For each component type (buses, lines, etc.): time-dependent component information compiled by PyPSA from inputs. Dictionary keys are time-dependent series attributes, index is network.snapshots, columns are component names. | Output
branches() | pandas.DataFrame |  |  | Dynamically generated concatenation of branch DataFrames: network.lines, network.transformers and network.links. Note that this is a copy and therefore changing entries will NOT update the original. | Output
graph() | networkx. OrderedMultiGraph |  |  | Graph of network. | Output

## var-stores
attribute | type | unit | default | description | status
name | string |  |  | Unique name | Input (required)
bus | string |  |  | Name of bus to which store is attached. | Input (required)
type | string |  |  | Placeholder for store type. Not yet implemented. | Input (optional)
carrier | string |  |  | Energy carrier of the Store, e.g. "heat" or "gas". | Input (optional)
e_nom | float | MWh | 0 | Nominal energy capacity. | Input (optional)
e_nom_mod | float | MWh | 0 | Nominal energy capacity of the store module. | Input (optional)
e_nom_extendable | boolean |  | False | Switch to allow capacity e_nom to be extended in OPF. | Input (optional)
e_nom_min | float | MWh | 0 | If e_nom is extendable in OPF, set its minimum value. | Input (optional)
e_nom_max | float | MWh | inf | If e_nom is extendable in OPF, set its maximum value (e.g. limited by technical potential). | Input (optional)
e_min_pu | static or series | per unit | 0 | Minimal value of e relative to e_nom for the OPF. | Input (optional)
e_max_pu | static or series | per unit | 1 | Maximal value of e relative to e_nom for the OPF. | Input (optional)
e_initial | float | MWh | 0 | Energy before the snapshots in the OPF. | Input (optional)
e_initial_per_period | boolean |  | False | Switch: if True, then at the beginning of each investment period e is set to e_initial | Input (optional)
e_cyclic | boolean |  | False | Switch: if True, then e_initial is ignored and the initial energy is set to the final energy for the group of snapshots in the OPF. | Input (optional)
e_cyclic_per_period | boolean |  | True | Switch: if True, then the cyclic constraints are applied to each period (first snapshot level if multiindexed) separately. | Input (optional)
p_set | static or series | MW | 0 | active power set point (for PF) | Input (optional)
q_set | static or series | MVar | 0 | reactive power set point (for PF) | Input (optional)
sign | float |  | 1 | power sign | Input (optional)
marginal_cost | static or series | currency/MWh | 0 | Marginal cost of production of 1 MWh. | Input (optional)
marginal_cost_quadratic | static or series | currency/MWh | 0 | Quadratic marginal cost of production (discharge) of 1 MWh. | Input (optional)
capital_cost | float | currency/MWh | 0 | Fixed period costs of extending e_nom by 1 MWh, including periodized investment costs and periodic fixed O&M costs (e.g. annuitized investment costs). | Input (optional)
standing_loss | static or series | per unit | 0 | Losses per hour to energy. | Input (optional)
build_year | int | year | 0 | build year | Input (optional)
lifetime | float | years | inf | lifetime | Input (optional)
p | series | MW | 0 | active power at bus (positive if net generation) | Output
q | series | MVar | 0 | reactive power (positive if net generation) | Output
e | series | MWh | 0 | Energy as calculated by the OPF. | Output
e_nom_opt | float | MWh | 0 | Optimised nominal energy capacity outputed by OPF. | Output
mu_upper | series | currency/MWh | 0 | Shadow price of upper e_nom limit | Output
mu_lower | series | currency/MWh | 0 | Shadow price of lower e_nom limit | Output
mu_energy_balance | series | currency/MWh | 0 | Shadow price of storage consistency equations | Output